## Contents
Title | Link
Forecast gas demand for winter 2026/27 | Figure 1
Forecast gas demand for winter 2026/27 and actual and weather corrected demand for 2025/26 | Table 1
Historic & forecast winter supplies | Table 2
Forecast supplies for winter 2026/27 | Figure 2
Peak 1-in-20 demand forecast for 2025/26 and 2026/27 | Figure 3 & Table3
Supply capability for 2026/27 | Figure 4
Supply capability for 2025/26 and 2026/27 | Table 4
Peak day supply margins for 2025/26 and 2026/27 | Table 5
Peak day supply margins for 2026/27 | Figure 5
GB Storage stocks for gas years 2024/25 & 2025/26 | Figure 6
GB storage stock/space/fullness ahead of recent cold snaps | Figure 7
Peak Gas demand for electricity generation by gas winter 2023/24 to winter 2025/26 | Figure 8
Peak gas demand for power winter 2023/24 to winter 2025/26 | Figure 9
Top 20 producing UKCS fields | Table 7
Map of terminals showing UKCS flows split by sub terminals | Figure 10
GB delivered LNG winter volumes 2024/25 vs 2025/26 by source | Figure 11
Global annual LNG liquefaction capacity additions from post-FID projects (bcm/yr) | Figure 12
NBP-TTF monthly future contract spreads, with interconnector tariff thresholds | Figure 13
EU storage under average, cold and supply loss conditions | Figure 14
European demand and flexible supply under average, cold and supply loss conditions | Table 8
Compare scenario demand with central forecast | Table 9
Compare scenario supply with central forecast | Table 10
Interesting days breakdown (Peak 21st of January, High storage 5th of March | Table 11
Scenario 1 supply | Figure 15
Compare scenario demand with central forecast | Table 12
Compare scenario supply with central forecast | Table 13
Interesting days breakdown (Peak 1st of December, High imports 19th of December | Table 14
Scenario 2 supply | Figure 16
Storage stock levels for scenario 3 | Table 15
Average and max supply and demand for cold snap scenario | Table 16
Cold snap supplies with 65% full storage | Figure 17
Cold snap supplies – GB storage stocks at 65%, 50mcm/d with supply loss | Figure 18
Cold snap supplies – stocks at 25%, 50mcm/d, no supply loss | Figure 19
Alternative supply capability for 2026/27 | Figure 4
Alternative supply capability for 2025/26 and 2026/27 | Table 4
Alternative supply capability for 2025/26 and 2026/27 | Table 5
Alternative peak day supply margins for 2025/26 and 2026/27 | Figure 5
Alt Sensitivities cold snap | Figure 18
Alternative Cold snap supplies | Figure 19

## Key stats chart_Option_A
Contents Page
| mcm/d | 2025/26 Actuals | 2025/26 Forecast | 2026/27 Forecast
| Avg daily demand | 248.3457 |  | 246.0402
| Daily peak demand |  | 481.8812 | 492.5086
| Supply capability |  | 565 | 591.6856

## Key stats chart_Option B
Contents Page
| mcm/d | 2025/26 Actuals | 2025/26 Forecast | 2026/27 Forecast
| Avg daily demand | 248.3457 |  | 246.0402
| Daily peak demand |  | 481.8812 | 492.5086
| Supply capability |  | 565 | 566.8068

## Gas demand fig 1 & tab 1
Content Page | Table 1
| bcm (including shrinkage) | 2025/26 Actual Demand | 2025/26 Weather Corrected Demand | 2026/27 Forecast | % Change
| Non-daily metered (NDM) | 25.698 | 26.3291 | 26.4457 | 0.4429% | Figure 1
| Daily metered (DM) and Industrial | 3.7162 | 3.7058 | 3.6883 | -0.4736%
| Gas demand for electricity generation | 7.964 | 8 | 7.6035 | -4.956%
| Great Britain's gas demand | 37.3782 | 38.0349 | 37.7375 | -0.782%
| Exports to Ireland | 3.3021 | 3.302 | 3.3098 | 0.2369%
| Exports to continental Europe | 1.4434 | 1.4435 | 1.3727 | -4.906%
| GB storage injection | 2.1018 | 2.1018 | 2.133 | 1.489%
| Total NTS gas demand | 44.5422 | 45.1989 | 44.7793 | -0.9284%
Table A
| TWh (including shrinkage) | 2025/26 Actual Demand | 2025/26 Weather Corrected Demand | 2026/27 Forecast
| NDM | 282.678 | 289.6204 | 290.9031
| DM + Industrial | 40.8786 | 40.7639 | 40.5708 |  |  | Non-daily metered (NDM) | Daily metered (DM) and Industrial | Gas demand for electricity generation | Great Britain's gas demand | Exports to Ireland | Exports to continental Europe | GB storage injection | Total NTS gas demand
| Power | 87.6038 | 88 | 83.6385 |  | 2026/27 Forecast | 26.4457 | 3.6883 | 7.6035 | 37.7375 | 3.3098 | 1.3727 | 2.133 | 44.7793
| Total GB demand | 411.1604 | 418.3843 | 415.1124
| Ireland | 36.3227 | 36.3218 | 36.4078
| Exports to continental Europe | 15.8772 | 15.8787 | 15.0997
| Storage Injection | 23.1203 | 23.1194 | 23.4635
| Total NTS demand | 489.9647 | 497.1882 | 492.5725

## Gas supply fig 2 & tab 2
Content Page | Table 2
| Winter (bcm) | 2025/26 Actual | 2026/2027 Forecast | % Change
| UK Continental Shelf | 14.9077 | 14.2 | -4.747% |  |  |  | 2025/26 Actual | UKCS | Biomethane | Norway | LNG Import | Eu Import | GB Storage Withdrawal | 2026/27 Forecast
| Biomethane | 0.29068 | 0.31793 | 9.374% |  |  |  | 44.5422 | -0.70772 | 0.027249 | 0.2 | 0.5629 | 0.0001 | 0.15129 | 44.7761
| Norway | 15.3306 | 15.5305 | 1.305% |  |  | Figure 2
| LNG Import | 11.7253 | 12.2882 | 4.801%
| Imports from continental Europe | 0.0999 | 0.1 | 0.1001%
| GB storage withdrawal | 2.1881 | 2.3394 | 6.914%
| Total | 44.5422 | 44.7761 | 0.5249%
Table B
| Winter bcm / (average mcm/d) | 2025/26 Actual | 2026/2027 Forecast |  | Winter TWh / (average GWh/d) | 2025/26 Actual | 2026/2027 Forecast
| UK Continental Shelf | 14.9 bcm (82 mcm/d) | 14.2 bcm (78 mcm/d) |  | UK Continental Shelf | 164.0 TWh (901 GWh/d) | 156.2 TWh (858 GWh/d)
| Biomethane | 0.3 bcm (2 mcm/d) | 0.3 bcm (2 mcm/d) |  | Biomethane | 3.2 TWh (18 GWh/d) | 3.5 TWh (19 GWh/d)
| Norway | 15.3 bcm (84 mcm/d) | 15.5 bcm (85 mcm/d) |  | Norway | 168.6 TWh (927 GWh/d) | 170.8 TWh (939 GWh/d)
| LNG Import | 11.7 bcm (64 mcm/d) | 12.3 bcm (68 mcm/d) |  | LNG Import | 129.0 TWh (709 GWh/d) | 135.2 TWh (743 GWh/d)
| Imports from continental Europe | 0.1 bcm (1 mcm/d) | 0.1 bcm (1 mcm/d) |  | Imports from continental Europe | 1.1 TWh (6 GWh/d) | 1.1 TWh (6 GWh/d)
| GB storage withdrawal | 2.2 bcm (12 mcm/d) | 2.3 bcm (13 mcm/d) |  | GB storage withdrawal | 24.1 TWh (132 GWh/d) | 25.7 TWh (141 GWh/d)
| Total | 44.5 bcm (245 mcm/d) | 44.8 bcm (246 mcm/d) |  | Total | 490.0 TWh (2692 GWh/d) | 492.5 TWh (2706 GWh/d)
| Winter (bcm) | 2025/26 Actual | 2026/2027 Forecast |  | Winter (Twh) | 2025/26 Actual | 2026/2027 Forecast
| UK Continental Shelf | 14.9077 | 14.2 |  | UK Continental Shelf | 163.9849 | 156.2
| Biomethane | 0.29068 | 0.31793 |  | Biomethane | 3.1975 | 3.4972
| Norway | 15.3306 | 15.5305 |  | Norway | 168.6361 | 170.8361
| LNG Import | 11.7253 | 12.2882 |  | LNG Import | 128.9784 | 135.1703
| Imports from continental Europe | 0.0999 | 0.1 |  | Imports from continental Europe | 1.0989 | 1.1
| GB storage withdrawal | 2.1881 | 2.3394 |  | GB storage withdrawal | 24.069 | 25.7331
| Total | 44.5422 | 44.7761 |  | Total | 489.9647 | 492.5367
| Winter(mcm/d) | 2025/26 Actual | 2026/2027 Forecast |  | Winter(Gwh/d) | 2025/26 Actual | 2026/2027 Forecast
| UK Continental Shelf | 81.9105 | 78.022 |  | UK Continental Shelf | 901.016 | 858.2418
| Biomethane | 1.5971 | 1.7469 |  | Biomethane | 17.5684 | 19.2154
| Norway | 84.2338 | 85.3327 |  | Norway | 926.5717 | 938.6596
| LNG Import | 64.4248 | 67.5176 |  | LNG Import | 708.6724 | 742.694
| Imports from continental Europe | 0.5489 | 0.54945 |  | Imports from continental Europe | 6.0379 | 6.044
| GB storage withdrawal | 12.0225 | 12.8537 |  | GB storage withdrawal | 132.2472 | 141.3908
| Total | 244.7376 | 246.0223 |  | Total | 2692.1137 | 2706.2455

## Peak 1-in-20 fig 3 & tab 3
Content Page
| Table 3 |  |  |  | Figure 3
| mcm/d | 2025/26 | 2026/27 | %Change
| Non-daily metered (NDM) | 311.3122 | 315.3424 | 1.295%
| Daily metered (DM) and Industrial | 32.9855 | 31.54 | -4.382%
| Gas demand for electricity generation | 98.4234 | 104.9647 | 6.646%
| Exports to Ireland | 39.16 | 39.4182 | 0.6593%
| Total demand | 481.8812 | 492.5086 | 2.205%
Table C
| GWh | 2025/26 | 2026/27
| Non-daily metered (NDM) | 3424.4347 | 3468.7665
| Daily metered (DM) and Industrial | 362.8405 | 346.9396
| Gas demand for electricity generation | 1082.6578 | 1154.6122
| Exports to Ireland | 430.76 | 433.6
| Total demand | 5300.6929 | 5417.5947

## Supply capability fig 4 & tab 4
Content Page | Table 4 |  |  |  | Figure 4
| Option A: with interconnector |  |  |  |  | UK Continental Shelf | Biomethane | Norway | LNG Import | EU Import | GB Storage | Supply Capability
|  | Supply Capability |  |  |  | 85.54 | 2 | 133.65 | 173.9727 | 83.2229 | 113.3 | 591.6856
| mcm/d | 2025/26 | 2026/27 | %Change
| UK Continental Shelf | 85 | 85.54 | 0.6353%
| Biomethane |  | 2 | 0%
| Norway | 135 | 133.65 | -1%
| LNG import | 149.9727 | 173.9727 | 16%
| Imports from continental Europe | 83 | 83.2229 | 0.2685%
| GB storage withdrawal | 112 | 113.3 | 1.161%
| Total | 564.9727 | 591.6856 | 4.728%
Table D
Supply Capability
| Gwh/d | 2025/26 | 2026/27
| UK Continental Shelf | 935 | 940.94
| Biomethane |  | 22
| Norway | 1485 | 1470.15
| LNG import | 1649.7 | 1913.7
| Imports from continental Europe | 913 | 915.4515
| GB storage withdrawal | 1232 | 1246.3
| Total | 6214.7 | 6508.5415

## Supply margins tab 5 & fig 5
Content Page
Margine Option A: With interconnector
Figure 5
Table 5
|  |  | mcm/d | 2025/26 | 2026/27
|  |  | 1-in-20 peak demand | 481.8812 | 492.5086
|  |  | 1-in-20 non storage supply | 452.9727 | 478.3856
|  |  | 1-in-20 storage supply | 112 | 113.3
|  |  | 1-in-20 total supply | 564.9727 | 591.6856
|  |  | 1-in-20 margin | 83.0916 | 99.177
Peak demand |  |  | N-1 supply loss | 72.3636 | 81.3636
Non-daily metered (NDM) | 315.3424 |  | N-1 margin | 10.7279 | 17.8134
Daily metered (DM) and Industrial | 31.54
Gas demand for electricity generation | 104.9647
Exports to Ireland | 39.4182
Total Demand | 492.5086 |  | Table E
|  |  | Gwh/d | 2025/26 | 2026/27
Peak supply |  |  | 1-in-20 peak demand | 5300.6929 | 5417.5947
| Total supply | Supply minus largest loss | 1-in-20 non storage supply | 4982.7 | 5262.2415
UK Continental Shelf | 85.54 | 85.54 | 1-in-20 storage supply | 1232 | 1246.3
Biomethane | 2 | 2 | 1-in-20 total supply | 6214.7 | 6508.5415
Norway | 133.65 | 133.65 | 1-in-20 margin | 914.0071 | 1090.9469
LNG import | 173.9727 | 92.6091 | N-1 supply loss | 796 | 895
Imports from continental Europe | 83.2229 | 83.2229 | N-1 margin | 118.0071 | 195.9469
GB storage withdrawal | 113.3 | 113.3
Total | 591.6856 | 510.322 |  |  |  | Peak demand | Peak supply |  | Peak demand
[6 empty] | Peak demand | Peak supply | Peak supply - largest loss | 1-in-20 peak demand
[6 empty] | 1-in-20 peak demand |  |  | 492.5086
[6 empty] | 1-in-20 non storage supply | 478.3856 | 397.022
[6 empty] | 1-in-20 storage supply | 113.3 | 113.3
[7 empty] | 591.6856 | 510.322
0

## GB StorageStock fig 6
Content Page
GB storage stock levels (mcm)
Gas Day | 2024/25 | 2025/26
2003-10-01 | 1008.9577 | 965.7482 | Figure 6
2003-10-02 | 1009.6992 | 956.962
2003-10-03 | 1007.4343 | 992.497
2003-10-04 | 1017.3624 | 1047.0373
2003-10-05 | 1138.7452 | 1064.7066
2003-10-06 | 1176.0079 | 1091.1354
2003-10-07 | 1205.8 | 1114.5863
2003-10-08 | 1219.3379 | 1122.9755
2003-10-09 | 1251.176 | 1138.6914
2003-10-10 | 1275.7824 | 1158.2527
2003-10-11 | 1273.8679 | 1037.5133
2003-10-12 | 1250.7056 | 1190.3871
2003-10-13 | 1275.3793 | 1182.535
2003-10-14 | 1248.7014 | 1178.9027
2003-10-15 | 1215.9344 | 1166.6753
2003-10-16 | 1211.7112 | 1156.6049
2003-10-17 | 1228.0159 | 1143.336
2003-10-18 | 1239.1516 | 1141.0714
2003-10-19 | 1253.3118 | 1173.7362
2003-10-20 | 1292.2704 | 1225.8037
2003-10-21 | 1336.233 | 1236.6489
2003-10-22 | 1328.4626 | 1310.6258
2003-10-23 | 1327.0051 | 1321.4381
2003-10-24 | 1333.7793 | 1347.743
2003-10-25 | 1354.6037 | 1372.0529
2003-10-26 | 1367.6882 | 1371.4507 | % Storage Fullness Excluding Rough
2003-10-27 | 1432.0701 | 1356.5479
2003-10-28 | 1276.5383 | 1359.2214
2003-10-29 | 1442.0408 | 1380.1636
2003-10-30 | 1455.1136 | 1335.7006
2003-10-31 | 1449.7755 | 1310.27
2003-11-01 | 1456.7006 | 1315.8335
2003-11-02 | 1452.5644 | 1359.544
2003-11-03 | 1470.17 | 1388.3258
2003-11-04 | 1471.2844 | 1421.6239
2003-11-05 | 1441.1802 | 1493.4007
2003-11-06 | 1406.242 | 1527.557
2003-11-07 | 1378.9308 | 1537.6923
2003-11-08 | 1383.0326 | 1525.4413
2003-11-09 | 1376.114 | 1538.2223
2003-11-10 | 1383.1935 | 1545.1522
2003-11-11 | 1415.1838 | 1552.0708
2003-11-12 | 1424.353 | 1565.5268
2003-11-13 | 1409.3275 | 1571.234
2003-11-14 | 1391.5831 | 1573.5147
2003-11-15 | 1389.8859 | 1577.3702
2003-11-16 | 1398.0783 | 1590.8131
2003-11-17 | 1436.6401 | 1597.556
2003-11-18 | 1458.9379 | 1578.5699
2003-11-19 | 1450.8703 | 1539.0226
2003-11-20 | 1438.0094 | 1506.6294
2003-11-21 | 1405.8696 | 1448.8654
2003-11-22 | 1345.1803 | 1394.7726
2003-11-23 | 1307.5975 | 1376.542
2003-11-24 | 1321.14 | 1397.9587
2003-11-25 | 1378.7942 | 1365.8732
2003-11-26 | 1415.3995 | 1310.9126
2003-11-27 | 1371.5516 | 1266.2062
2003-11-28 | 1318.8655 | 1282.6347
2003-11-29 | 1260.3925 | 1295.9945
2003-11-30 | 1251.6745 | 1311.0465
2003-12-01 | 1271.8277 | 1302.0131
2003-12-02 | 1319.7713 | 1307.2779
2003-12-03 | 1308.4754 | 1286.6545
2003-12-04 | 1272.2588 | 1242.3909
2003-12-05 | 1245.2758 | 1205.8595
2003-12-06 | 1283.8684 | 1155.3934
2003-12-07 | 1286.7308 | 1161.7624
2003-12-08 | 1296.1639 | 1168.2616
2003-12-09 | 1304.8258 | 1190.7684
2003-12-10 | 1295.636 | 1208.4703
2003-12-11 | 1250.377 | 1224.6805
2003-12-12 | 1184.3483 | 1243.5555
2003-12-13 | 1120.0462 | 1236.3525
2003-12-14 | 1065.4129 | 1264.6426
2003-12-15 | 1082.2682 | 1307.6592
2003-12-16 | 1114.7038 | 1300.0257
2003-12-17 | 1147.1395 | 1282.5896
2003-12-18 | 1147.235 | 1274.7172
2003-12-19 | 1167.6489 | 1296.5226
2003-12-20 | 1152.8505 | 1309.2803
2003-12-21 | 1141.6009 | 1306.418
2003-12-22 | 1169.5074 | 1319.8099
2003-12-23 | 1175.9195 | 1350.6318
2003-12-24 | 1150.8946 | 1358.7282
2003-12-25 | 1177.21 | 1355.6562
2003-12-26 | 1215.98 | 1358.4159
2003-12-27 | 1210.4367 | 1342.0625
2003-12-28 | 1177.4221 | 1342.5016
2003-12-29 | 1165.0508 | 1321.0134
2003-12-30 | 1184.3001 | 1327.2082
2003-12-31 | 1218.8204 | 1311.4889
2004-01-01 | 1255.2735 | 1271.8855
2004-01-02 | 1306.7231 | 1294.7221
2004-01-03 | 1284.5564 | 1297.5631
2004-01-04 | 1238.2591 | 1289.8689
2004-01-05 | 1199.5874 | 1238.4322
2004-01-06 | 1205.2112 | 1151.5775
2004-01-07 | 1202.6693 | 1077.213
2004-01-08 | 1168.1446 | 1035.0551
2004-01-09 | 1074.6995 | 998.6477
2004-01-10 | 1009.3703 | 977.2081
2004-01-11 | 915.1133 | 933.8081
2004-01-12 | 836.3157 | 920.8761
2004-01-13 | 795.4297 | 926.6908
2004-01-14 | 769.5524 | 919.415
2004-01-15 | 744.1255 | 893.7666
2004-01-16 | 727.0355 | 886.4794
2004-01-17 | 700.6051 | 878.8852
2004-01-18 | 657.0273 | 880.2977
2004-01-19 | 625.5275 | 881.8154
2004-01-20 | 565.7 | 884.685
2004-01-21 | 511.6617 | 897.7744
2004-01-22 | 474.5323 | 913.7563
2004-01-23 | 431.5627 | 927.9435
2004-01-24 | 422.4358 | 949.2143
2004-01-25 | 437.4806 | 977.281
2004-01-26 | 441.572 | 976.8192
2004-01-27 | 481.8315 | 950.8652
2004-01-28 | 486.3611 | 925.294
2004-01-29 | 485.5406 | 881.7181
2004-01-30 | 478.5204 | 845.5656
2004-01-31 | 467.1911 | 828.0666
2004-02-01 | 445.5332 | 838.9413
2004-02-02 | 460.0271 | 849.8834
2004-02-03 | 470.1578 | 864.7371
2004-02-04 | 492.6367 | 833.2166
2004-02-05 | 518.7885 | 808.8574
2004-02-06 | 517.205 | 786.8471
2004-02-07 | 514.3459 | 752.9162
2004-02-08 | 526.9677 | 759.2043
2004-02-09 | 516.0138 | 768.8473
2004-02-10 | 535.9003 | 742.2448
2004-02-11 | 526.848 | 725.6631
2004-02-12 | 505.8368 | 713.2719
2004-02-13 | 482.0461 | 701.9678
2004-02-14 | 429.0453 | 644.0361
2004-02-15 | 385.9018 | 602.923
2004-02-16 | 354.5788 | 599.6384
2004-02-17 | 345.7695 | 575.3808
2004-02-18 | 289.304 | 502.46
2004-02-19 | 266.6366 | 463.8598
2004-02-20 | 235.1253 | 409.096
2004-02-21 | 262.5179 | 393.9206
2004-02-22 | 326.58 | 410.5207
2004-02-23 | 373.3102 | 445.6797
2004-02-24 | 415.7012 | 453.9262
2004-02-25 | 476.7492 | 470.5804
2004-02-26 | 484.2372 | 508.8072
2004-02-27 | 465.4411 | 553.5523
2004-02-28 | 435.2747 | 558.0362
2004-03-01 | 408.6936 | 561.8883
2004-03-02 | 388.8737 | 574.1764
2004-03-03 | 383.6331 | 587.6259
2004-03-04 | 363.8472 | 591.2246
2004-03-05 | 367.3987 | 612.7979
2004-03-06 | 386.9391 | 646.3282
2004-03-07 | 421.5909 | 636.3465
2004-03-08 | 465.0219 | 659.4148
2004-03-09 | 524.787 | 682.7721
2004-03-10 | 565.1588 | 680.2181
2004-03-11 | 577.1764 | 703.863
2004-03-12 | 563.5142 | 733.0707
2004-03-13 | 526.9317 | 754.008
2004-03-14 | 480.3298 | 757.6829
2004-03-15 | 445.6496 | 761.6742
2004-03-16 | 429.051 | 786.3662
2004-03-17 | 418.8138 | 794.8812
2004-03-18 | 404.7056 | 823.1162
2004-03-19 | 398.8063 | 841.8915
2004-03-20 | 386.5891 | 835.7674
2004-03-21 | 420.2096 | 817.3119
2004-03-22 | 484.1127 | 831.8964
2004-03-23 | 534.5168 | 840.582
2004-03-24 | 559.471 | 836.9157
2004-03-25 | 562.05 | 852.381
2004-03-26 | 564.2308 | 862.8458
2004-03-27 | 586.8165 | 824.3237
2004-03-28 | 623.1733 | 817.7468
2004-03-29 | 658.6088 | 860.4147
2004-03-30 | 698.0155 | 859.3277
2004-03-31 | 746.7064 | 867.5552
2004-04-01 | 771.1097 | 872.5196
2004-04-02 | 780.6127 | 830.8265
2004-04-03 | 790.5219 | 807.5825
2004-04-04 | 765.4576 | 810.5849
2004-04-05 | 781.7465 | 815.8279
2004-04-06 | 823.6858 | 825.0276
2004-04-07 | 827 | 834.1703
2004-04-08 | 786 | 851.477
2004-04-09 | 726 | 861.3911
2004-04-10 | 666 | 863.0662
2004-04-11 | 659.5383 | 843.3556
2004-04-12 | 674.4994 | 842.048
2004-04-13 | 578.5469 | 828.5998
2004-04-14 | 749.7461 | 774.9257
2004-04-15 | 737.2548 | 749.172
2004-04-16 | 729.4523 | 747.9041
2004-04-17 | 717.6995 | 750.1393
2004-04-18 | 692.7975 | 743.0063
2004-04-19 | 682.4057 | 740.5538
2004-04-20 | 692.4706 | 716.7994
2004-04-21 | 692.8964 | 677.788
2004-04-22 | 671.554 | 636.5276
2004-04-23 | 656.6762 | 625.005
2004-04-24 | 628.0617 | 603.3999
2004-04-25 | 607.157 | 589.2456
2004-04-26 | 587.9155 | 600.5736
2004-04-27 | 606.0489 | 616.8852
2004-04-28 | 642.4482 | 617.38
2004-04-29 | 648.9824 | 619.6406
2004-04-30 | 655.1723 | 638.6167
2004-05-01 | 675.7007 | 643.0437
2004-05-02 | 717.1277 | 635.0563
2004-05-03 | 763.9948 | 639.5516
2004-05-04 | 789.1575 | 622.3259
2004-05-05 | 799.4403 | 589.4938
2004-05-06 | 780.0627 | 540.9642
2004-05-07 | 746.0889 | 484.8212
2004-05-08 | 712.1055 | 451.2293
2004-05-09 | 683.1086 | 431.9003
2004-05-10 | 687.7818 | 437.8764
2004-05-11 | 708.1547 | 435.5204
2004-05-12 | 732.5296 | 413.4958
2004-05-13 | 746.9243 | 401.4011
2004-05-14 | 754.9106 | 390.4581
2004-05-15 | 764.4479 | 374.6474
2004-05-16 | 751.0426 | 357.7443
2004-05-17 | 759.4278 | 341.515
2004-05-18 | 772.3041 | 338.2101
2004-05-19 | 771.1944 | 315.6604
2004-05-20 | 761.5708 | 302.3751
2004-05-21 | 745.2823 | 237.9796
2004-05-22 | 728.1907 | 218.8155
2004-05-23 | 714.2464 | 259.537
2004-05-24 | 700.3021 | 261.5222
2004-05-25 | 696.136 | 266.6766
2004-05-26 | 702.6964 | 272.6417
2004-05-27 | 689.9903 | 270.708
2004-05-28 | 694.6815 | 283.2879
2004-05-29 | 660.9942 | 302.0608
2004-05-30 | 691.1667 | 296.602
2004-05-31 | 711.0301 | 296.5147
2004-06-01 | 744.6272 | 295.5685
2004-06-02 | 764.6356 | 277.6576
2004-06-03 | 766.1959 | 268.6471
2004-06-04 | 768.8289 | 264.9437
2004-06-05 | 768.0972 | 279.379
2004-06-06 | 751.1651 | 276.5616
2004-06-07 | 729.0658 | 289.5646
2004-06-08 | 723.4469 | 306.7639
2004-06-09 | 728.3567 | 308.3792
2004-06-10 | 720.5168 | 323.7041
2004-06-11 | 703.7409 | 301.4491
2004-06-12 | 693.2433 | 257.5495
2004-06-13 | 682.6493 | 255.0371
2004-06-14 | 663.6169 | 256.2228
2004-06-15 | 656.3106 | 255.1343
2004-06-16 | 643.0618 | 228.0609
2004-06-17 | 623.8613 | 209.0401
2004-06-18 | 591.7105 | 193.9486
2004-06-19 | 559.4598 | 184.6447
2004-06-20 | 531.3208 | 177.1997
2004-06-21 | 504.4766 | 180.2583
2004-06-22 | 502.3568 | 205.6032
2004-06-23 | 524.705 | 213.7437
2004-06-24 | 537.2567 | 212.2594
2004-06-25 | 546.3774 | 204.9843
2004-06-26 | 532.9838 | 207.4531
2004-06-27 | 554.5244 | 203.7771
2004-06-28 | 563.1388 | 222.9869
2004-06-29 | 553.551 | 253.7363
2004-06-30 | 586.981 | 251.7697
2004-07-01 | 567.4931 | 246.5127
2004-07-02 | 533.29 | 257.791
2004-07-03 | 519.4053 | 283.1053
2004-07-04 | 524.5602 | 301.8448
2004-07-05 | 547.3281 | 341.1586
2004-07-06 | 578.5718 | 371.9882
2004-07-07 | 596.6949 | 392.5621
2004-07-08 | 620.2077 | 398.6792
2004-07-09 | 628.0236 | 384.1497
2004-07-10 | 623.9839 | 357.6559
2004-07-11 | 621.7165 | 342.7647
2004-07-12 | 633.1735 | 364.0037
2004-07-13 | 663.2211 | 386.3998
2004-07-14 | 677.5839 | 400.2755
2004-07-15 | 706.2449 | 403.1403
2004-07-16 | 725.093 | 400.2147
2004-07-17 | 691.1739 | 400.293
2004-07-18 | 649.0935 | 405.9016
2004-07-19 | 642.5439 | 451.5319
2004-07-20 | 653.8911 | 491.545
2004-07-21 | 662.9328 | 514.8524
2004-07-22 | 657.7476 | 535.3131
2004-07-23 | 647.9086 | 552.726
2004-07-24 | 644.6522 | 566.3549
2004-07-25 | 639.5734 | 588.8895
2004-07-26 | 647.7419 | 615.5658
2004-07-27 | 681.9295 | 654.795
2004-07-28 | 718.0868 | 679.9959
2004-07-29 | 736.2713 | 705.5968
2004-07-30 | 743.1529 | 716.3552
2004-07-31 | 757.509 | 723.3324
2004-08-01 | 786.3139 | 735.495
2004-08-02 | 816.5203 | 753.7229
2004-08-03 | 826.3291 | 774.698
2004-08-04 | 868.2058 | 777.5912
2004-08-05 | 909.22 | 767.9599
2004-08-06 | 945.8577 | 766.6519
2004-08-07 | 974.5661 | 753.2566
2004-08-08 | 1012.5879 | 742.9264
2004-08-09 | 1052.0685 | 760.3912
2004-08-10 | 1098.7205 | 777.9237
2004-08-11 | 1129.0891 | 778.5557
2004-08-12 | 1127.6183 | 757.3859
2004-08-13 | 1110.2865 | 758.9008
2004-08-14 | 1109.9748 | 743.328
2004-08-15 | 1109.5068 | 741.9465
2004-08-16 | 1117.4638 | 751.5737
2004-08-17 | 1155.1998 | 752.8219
2004-08-18 | 1169.5365 | 737.7388
2004-08-19 | 1162.1239 | 731.4854
2004-08-20 | 1161.3448 | 717.4406
2004-08-21 | 1148.6967 | 730.4031
2004-08-22 | 1142.769 | 743.7714
2004-08-23 | 1132.8793 | 770.4708
2004-08-24 | 1136.8317 | 796.0671
2004-08-25 | 1153.1479 | 835.3531
2004-08-26 | 1179.156 | 850.5974
2004-08-27 | 1174.1614 | 891.8412
2004-08-28 | 1154.3852 | 895.0523
2004-08-29 | 1118.9879 | 907.7176
2004-08-30 | 1092.4085 | 900.8028
2004-08-31 | 1086.109 | 896.0126
2004-09-01 | 1072.9792 | 885.848
2004-09-02 | 1056.0541 | 886.1827
2004-09-03 | 1042.0346 | 867.9945
2004-09-04 | 1046.5877 | 877.0359
2004-09-05 | 1009.0971 | 876.5891
2004-09-06 | 986.3568 | 878.8843
2004-09-07 | 1001.467 | 883.7715
2004-09-08 | 1011.6813 | 887.904
2004-09-09 | 1002.6097 | 897.7488
2004-09-10 | 976.9818 | 893.423
2004-09-11 | 987.8909 | 890.1616
2004-09-12 | 1001.5273 | 890.3066
2004-09-13 | 1011.5273 | 914.8025
2004-09-14 | 1022.4364 | 905.0091
2004-09-15 | 1019.7091 | 900.5875
2004-09-16 | 1039.7091 | 927.828
2004-09-17 | 1028.8 | 928.8287
2004-09-18 | 1009.7091 | 937.0459
2004-09-19 | 1014.2545 | 948.0965
2004-09-20 | 1015.1636 | 972.5159
2004-09-21 | 1023.3455 | 985.3411
2004-09-22 | 1046.0727 | 953.0078
2004-09-23 | 1031.5273 | 921.8698
2004-09-24 | 1012.1675 | 901.5623
2004-09-25 | 1012.1747 | 868.6559
2004-09-26 | 1049.6827 | 826.3905
2004-09-27 | 1046.4516 | 808.7743
2004-09-28 | 1050.7453 | 803.6609
2004-09-29 | 1032.5619 | 764.6155
2004-09-30 | 1003.199 | 762.5651

## Cold Snaps Stocks fig 7
Content Page | [5 empty] | Figure 7
| Day Before Cold Snap | Opening Stock | Available Capacity | Deliverability | % Full
| 2019-01-30 | 1075.3241 | 228.1181 | 89.9751 | 82.5%
| 2021-02-07 | 922.2726 | 532.0885 | 100.5608 | 63.41%
| 2022-12-10 | 1391.3684 | 75.0385 | 116.9244 | 94.88%
| 2023-01-14 | 1464.5753 | 108.8573 | 115.1194 | 93.08%
| 2026-01-04 | 1238.4322 | 479.4842 | 105.3721 | 72.09%

## Peak elec gen fig 8 & tab 6
Content Page
Source:Neso
[6 empty] | Figure 8 | Table 6
Date | Time | Winter 2022/23 | Winter 2023/24 | Winter 2024/25 | Winter 2025/26 |  | Date | mcm | Peak GW- Time | HH Peak- GW | % of electricity generated from gas
D-3 | 0:00 | 16.632 | 4.601 | 2.224 | 2.473 |  | 2023-12-01 | 102.5753 | 18:00 | 26.523 | 58.83%
| 0:30 | 16.695 | 4.894 | 2.224 | 3.008 |  | 2024-12-12 | 107.4458 | 8:00 | 27.868 | 67.08%
| 1:00 | 16.566 | 4.775 | 2.224 | 3.123 |  | 2026-01-05 | 103.07 | 9:00 | 26.059 | 53.6%
| 1:30 | 16.365 | 4.697 | 2.223 | 2.824
| 2:00 | 16.301 | 4.77 | 2.223 | 2.209
| 2:30 | 16.276 | 4.955 | 2.223 | 2.341
| 3:00 | 16.282 | 5.211 | 2.224 | 2.292
| 3:30 | 16.189 | 5.415 | 2.282 | 2.076
| 4:00 | 16.383 | 5.575 | 2.355 | 2.544
| 4:30 | 16.617 | 5.379 | 2.468 | 2.935
| 5:00 | 17.296 | 7.068 | 2.792 | 3.128
| 5:30 | 18.117 | 9.11 | 3.333 | 3.303
| 6:00 | 19.288 | 13.35 | 4.551 | 3.786
| 6:30 | 20.329 | 17.573 | 7.056 | 4.296
| 7:00 | 21.266 | 20.474 | 10.394 | 4.234
| 7:30 | 21.749 | 21.599 | 13.459 | 4.277
| 8:00 | 22.06 | 22.039 | 14.493 | 3.934
| 8:30 | 22.219 | 22.275 | 14.657 | 4.174
| 9:00 | 22.312 | 22.568 | 15.147 | 4.148
| 9:30 | 22.317 | 22.72 | 15.393 | 4.295
| 10:00 | 22.22 | 22.149 | 15.644 | 4.104
| 10:30 | 22.196 | 21.928 | 15.528 | 3.936
| 11:00 | 22.206 | 21.728 | 15.938 | 3.824
| 11:30 | 22.081 | 20.937 | 15.759 | 3.83
| 12:00 | 23.161 | 21.047 | 15.933 | 3.793
| 12:30 | 22.801 | 20.905 | 16.112 | 3.763
| 13:00 | 22.369 | 21.127 | 16.591 | 3.621
| 13:30 | 22.443 | 21.186 | 16.867 | 4.077
| 14:00 | 23.236 | 19.836 | 16.969 | 4.978
| 14:30 | 23.374 | 19.947 | 17.055 | 5.855
| 15:00 | 22.514 | 20.253 | 17.166 | 7.077
| 15:30 | 23.213 | 20.356 | 17.314 | 8.133
| 16:00 | 23.488 | 20.31 | 17.691 | 8.787
| 16:30 | 24.228 | 20.808 | 17.956 | 9.197
| 17:00 | 24.413 | 20.4 | 17.953 | 9.4
| 17:30 | 24.534 | 20.492 | 18 | 9.405
| 18:00 | 24.502 | 20.678 | 17.973 | 9.399
| 18:30 | 24.359 | 20.493 | 17.913 | 9.391
| 19:00 | 24.059 | 20.893 | 17.474 | 9.323
| 19:30 | 23.413 | 20.157 | 16.91 | 9.193
| 20:00 | 22.894 | 19.755 | 15.913 | 9.215
| 20:30 | 22.135 | 18.195 | 14.723 | 9.192
| 21:00 | 21.316 | 17.523 | 13.138 | 8.343
| 21:30 | 20.16 | 15.625 | 11.75 | 7.188
| 22:00 | 19.019 | 14.556 | 10.224 | 6.102
| 22:30 | 18.026 | 13.051 | 8.488 | 5.269
| 23:00 | 17.298 | 11.374 | 6.674 | 4.945
| 23:30 | 16.846 | 10.509 | 6.191 | 5.042
D-2 | 0:00 | 16.778 | 9.672 | 6.429 | 4.584
| 0:30 | 16.818 | 9.461 | 6.567 | 4.419
| 1:00 | 16.714 | 8.307 | 6.664 | 4.134
| 1:30 | 16.482 | 8.168 | 6.39 | 4.046
| 2:00 | 16.371 | 8.15 | 6.185 | 4.273
| 2:30 | 16.288 | 8.762 | 6.153 | 4.122
| 3:00 | 16.263 | 9.134 | 5.813 | 4.374
| 3:30 | 16.138 | 9.268 | 5.638 | 3.919
| 4:00 | 16.282 | 10.277 | 5.88 | 4.039
| 4:30 | 16.183 | 10.61 | 5.93 | 4.156
| 5:00 | 17.011 | 12.074 | 7.87 | 3.531
| 5:30 | 16.99 | 13.565 | 9.816 | 3.801
| 6:00 | 17.445 | 15.717 | 15.81 | 3.429
| 6:30 | 18.203 | 19.617 | 18.909 | 3.257
| 7:00 | 19.55 | 22.687 | 21.624 | 3.54
| 7:30 | 20.3 | 23.83 | 22.504 | 4.053
| 8:00 | 21.167 | 24.066 | 22.506 | 4.905
| 8:30 | 21.992 | 24.29 | 22.782 | 5.201
| 9:00 | 22.007 | 24.354 | 22.168 | 4.748
| 9:30 | 22.083 | 24.357 | 22.668 | 4.907
| 10:00 | 21.994 | 24.287 | 22.357 | 4.323
| 10:30 | 22.053 | 24.414 | 22.457 | 4.182
| 11:00 | 21.696 | 23.728 | 22.761 | 4.089
| 11:30 | 21.722 | 23.448 | 22.939 | 3.752
| 12:00 | 21.892 | 23.39 | 23.241 | 4.127
| 12:30 | 21.942 | 22.653 | 23.275 | 4.439
| 13:00 | 21.929 | 22.94 | 22.765 | 4.801
| 13:30 | 21.898 | 22.515 | 22.825 | 5.23
| 14:00 | 21.929 | 21.868 | 22.663 | 6.147
| 14:30 | 22.169 | 21.365 | 22.59 | 7.351
| 15:00 | 22.167 | 21.369 | 22.49 | 8.174
| 15:30 | 22.159 | 22.045 | 22.407 | 9
| 16:00 | 22.196 | 22.17 | 21.789 | 9.131
| 16:30 | 22.588 | 22.422 | 22.229 | 9.326
| 17:00 | 22.965 | 22.16 | 21.809 | 9.402
| 17:30 | 22.904 | 21.65 | 22.194 | 9.457
| 18:00 | 22.851 | 22.15 | 22.808 | 9.559
| 18:30 | 22.219 | 22.63 | 22.963 | 9.642
| 19:00 | 21.64 | 23.389 | 22.714 | 10.059
| 19:30 | 21.25 | 23.456 | 22.611 | 9.884
| 20:00 | 21.767 | 23.293 | 22.453 | 9.146
| 20:30 | 20.875 | 22.718 | 21.945 | 8.238
| 21:00 | 21.783 | 23.326 | 22.001 | 7.317
| 21:30 | 21.384 | 21.988 | 21.714 | 6.505
| 22:00 | 22.108 | 22.62 | 21.258 | 5.29
| 22:30 | 21.035 | 21.345 | 20.435 | 4.583
| 23:00 | 17.874 | 20.94 | 20.675 | 3.521
| 23:30 | 16.879 | 20.193 | 20.598 | 3.081
D-1 | 0:00 | 16.761 | 20.217 | 20.886 | 3.216
| 0:30 | 17.404 | 20.431 | 21 | 3.596
| 1:00 | 17.434 | 20.207 | 20.927 | 3.635
| 1:30 | 17.316 | 19.518 | 20.722 | 3.163
| 2:00 | 17.006 | 18.839 | 20.647 | 2.612
| 2:30 | 16.349 | 18.401 | 20.551 | 2.355
| 3:00 | 16.159 | 17.825 | 20.582 | 2.38
| 3:30 | 16.1 | 17.556 | 20.523 | 2.304
| 4:00 | 16.201 | 18.6 | 20.717 | 2.404
| 4:30 | 16.246 | 18.67 | 20.957 | 2.436
| 5:00 | 16.031 | 19.594 | 21.797 | 2.427
| 5:30 | 16.141 | 20.538 | 22.652 | 2.406
| 6:00 | 16.788 | 21.49 | 24.019 | 2.817
| 6:30 | 17.429 | 22.942 | 25.265 | 4.033
| 7:00 | 19.326 | 24.11 | 26.263 | 6.416
| 7:30 | 20.284 | 25.163 | 26.836 | 7.397
| 8:00 | 20.667 | 25.014 | 26.984 | 7.874
| 8:30 | 20.444 | 24.939 | 27.225 | 8.528
| 9:00 | 20.227 | 25.525 | 27.212 | 7.685
| 9:30 | 21.254 | 25.768 | 27.196 | 7.821
| 10:00 | 21.797 | 25.467 | 27.112 | 7.747
| 10:30 | 22.078 | 25.491 | 26.964 | 7.737
| 11:00 | 21.968 | 25.097 | 27.12 | 8.187
| 11:30 | 22.149 | 25.134 | 27.143 | 8.178
| 12:00 | 22.44 | 25.836 | 26.71 | 8.345
| 12:30 | 22.587 | 25.844 | 26.492 | 9.349
| 13:00 | 22.485 | 25.847 | 26.482 | 10.028
| 13:30 | 22.505 | 25.76 | 26.44 | 10.757
| 14:00 | 22.558 | 25.607 | 26.498 | 13.107
| 14:30 | 22.583 | 25.609 | 26.309 | 14.882
| 15:00 | 22.553 | 25.265 | 26.189 | 17.991
| 15:30 | 23.109 | 25.328 | 26.433 | 19.457
| 16:00 | 23.67 | 25.161 | 26.239 | 20.352
| 16:30 | 23.885 | 25.201 | 26.614 | 20.902
| 17:00 | 24.227 | 25.496 | 26.277 | 21.21
| 17:30 | 24.344 | 25.373 | 26.143 | 21.214
| 18:00 | 24.2 | 25.367 | 26.093 | 21.118
| 18:30 | 23.847 | 25.44 | 26.258 | 20.88
| 19:00 | 23.503 | 25.12 | 25.904 | 20.733
| 19:30 | 23.115 | 24.673 | 25.687 | 20.596
| 20:00 | 23.358 | 24.366 | 25.235 | 20.322
| 20:30 | 22.944 | 24.354 | 25.131 | 19.311
| 21:00 | 23.283 | 24.48 | 24.451 | 18.706
| 21:30 | 22.435 | 23.47 | 23.818 | 17.578
| 22:00 | 22.386 | 23.623 | 24.194 | 17.345
| 22:30 | 21.414 | 22.678 | 23.775 | 16.338
| 23:00 | 21.799 | 22.41 | 23.562 | 15.824
| 23:30 | 21.381 | 22.099 | 23.315 | 15.311
D | 0:00 | 21.181 | 21.656 | 23.269 | 15.373
| 0:30 | 21.579 | 21.953 | 23.377 | 15.553
| 1:00 | 21.429 | 21.842 | 23.37 | 15.414
| 1:30 | 21.142 | 21.584 | 23.185 | 15.273
| 2:00 | 20.982 | 21.45 | 22.824 | 15.628
| 2:30 | 20.849 | 21.296 | 22.849 | 15.517
| 3:00 | 20.761 | 21.326 | 22.998 | 15.487
| 3:30 | 20.574 | 21.207 | 22.9 | 15.574
| 4:00 | 20.659 | 21.368 | 23.037 | 15.892
| 4:30 | 20.773 | 21.474 | 23.57 | 16.44
| 5:00 | 21.321 | 22.109 | 24.102 | 17.458
| 5:30 | 22.004 | 22.75 | 24.67 | 17.756
| 6:00 | 23.045 | 23.825 | 25.078 | 18.747
| 6:30 | 23.98 | 25.035 | 26.108 | 21.625
| 7:00 | 24.962 | 25.879 | 26.959 | 23.235
| 7:30 | 25.348 | 26.421 | 27.609 | 24.024
| 8:00 | 25.603 | 26.267 | 27.868 | 24.737
| 8:30 | 25.647 | 26.328 | 27.533 | 25.156
| 9:00 | 25.615 | 26.249 | 27.664 | 26.059
| 9:30 | 25.52 | 26.032 | 27.651 | 25.895
| 10:00 | 25.371 | 25.902 | 27.621 | 26.016
| 10:30 | 25.151 | 25.688 | 27.504 | 25.72
| 11:00 | 24.983 | 25.504 | 27.422 | 25.308
| 11:30 | 24.821 | 25.473 | 27.44 | 24.777
| 12:00 | 24.903 | 24.841 | 27.302 | 24.978
| 12:30 | 24.766 | 25.233 | 27.114 | 24.735
| 13:00 | 24.56 | 25.815 | 26.718 | 24.617
| 13:30 | 24.212 | 25.397 | 26.765 | 24.526
| 14:00 | 24.054 | 25.314 | 26.845 | 24.98
| 14:30 | 23.851 | 25.348 | 26.432 | 25.838
| 15:00 | 24.335 | 25.341 | 26.073 | 25.789
| 15:30 | 24.567 | 25.328 | 26.27 | 25.313
| 16:00 | 25.18 | 25.29 | 26.23 | 25.054
| 16:30 | 25.259 | 25.235 | 26.253 | 25.148
| 17:00 | 25.683 | 25.471 | 25.875 | 25.169
| 17:30 | 25.96 | 25.863 | 25.689 | 25.242
| 18:00 | 25.995 | 26.523 | 25.64 | 25.296
| 18:30 | 25.92 | 26.293 | 25.441 | 25.731
| 19:00 | 25.743 | 26.167 | 25.383 | 25.867
| 19:30 | 25.536 | 25.843 | 25.045 | 25.511
| 20:00 | 24.937 | 25.34 | 24.232 | 23.879
| 20:30 | 24.269 | 24.939 | 23.902 | 23.291
| 21:00 | 23.564 | 24.537 | 23.583 | 22.298
| 21:30 | 22.554 | 23.407 | 23.393 | 22.066
| 22:00 | 21.561 | 23.182 | 23.487 | 22.829
| 22:30 | 20.707 | 22.532 | 23.189 | 22.609
| 23:00 | 20.122 | 21.424 | 22.916 | 22.68
| 23:30 | 19.822 | 20.615 | 22.708 | 22.395
D+1 | 0:00 | 19.919 | 20.619 | 22.681 | 22.551
| 0:30 | 20.136 | 20.674 | 22.67 | 22.855
| 1:00 | 20.2 | 20.843 | 22.407 | 22.959
| 1:30 | 20.135 | 20.709 | 22.07 | 23.019
| 2:00 | 20.207 | 20.349 | 22.208 | 23.181
| 2:30 | 20.315 | 20.037 | 21.628 | 23.504
| 3:00 | 20.468 | 19.993 | 22.009 | 23.684
| 3:30 | 20.52 | 19.847 | 21.839 | 23.74
| 4:00 | 21.308 | 20.09 | 21.431 | 23.706
| 4:30 | 21.026 | 19.671 | 21.48 | 23.583
| 5:00 | 21.415 | 20.021 | 22.305 | 24.182
| 5:30 | 20.861 | 20.259 | 23.405 | 24.37
| 6:00 | 20.323 | 20.916 | 24.58 | 24.72
| 6:30 | 21.197 | 21.315 | 26.031 | 24.768
| 7:00 | 22.134 | 21.701 | 26.416 | 24.582
| 7:30 | 22.74 | 21.924 | 26.719 | 25.342
| 8:00 | 23.688 | 22.159 | 26.617 | 25.448
| 8:30 | 24.26 | 22.915 | 26.661 | 25.671
| 9:00 | 24.161 | 22.736 | 26.713 | 25.793
| 9:30 | 24.29 | 22.978 | 26.871 | 25.882
| 10:00 | 24.466 | 23.113 | 26.6 | 26.111
| 10:30 | 24.549 | 23.276 | 26.382 | 25.936
| 11:00 | 24.421 | 23.231 | 26.573 | 26.012
| 11:30 | 24.464 | 23.318 | 26.763 | 25.046
| 12:00 | 24.81 | 23.362 | 26.748 | 24.515
| 12:30 | 24.877 | 23.288 | 26.728 | 24.429
| 13:00 | 24.607 | 22.932 | 26.544 | 23.574
| 13:30 | 24.463 | 23.225 | 26.678 | 23.375
| 14:00 | 24.444 | 23.213 | 26.814 | 23.665
| 14:30 | 24.568 | 23.19 | 26.617 | 23.217
| 15:00 | 24.855 | 23.135 | 26.124 | 23.182
| 15:30 | 24.751 | 23.236 | 25.65 | 23.334
| 16:00 | 25.019 | 23.575 | 26.062 | 22.97
| 16:30 | 25.493 | 23.833 | 26.285 | 22.809
| 17:00 | 24.653 | 23.934 | 26.34 | 22.534
| 17:30 | 24.381 | 23.872 | 26.172 | 21.702
| 18:00 | 24.209 | 23.748 | 26.185 | 22.384
| 18:30 | 24.081 | 23.559 | 25.939 | 22.043
| 19:00 | 23.197 | 23.421 | 25.216 | 21.241
| 19:30 | 22.486 | 23.182 | 24.332 | 20.009
| 20:00 | 22.232 | 22.876 | 23.851 | 19.032
| 20:30 | 22.505 | 22.528 | 23.187 | 17.203
| 21:00 | 22.778 | 22.464 | 22.524 | 15.058
| 21:30 | 21.658 | 20.973 | 21.561 | 13.458
| 22:00 | 20.982 | 19.108 | 20.833 | 11.524
| 22:30 | 19.671 | 17.858 | 19.68 | 10.139
| 23:00 | 19.336 | 13.928 | 16.551 | 8.342
| 23:30 | 18.888 | 12.568 | 15.011 | 7.748
D+2 | 0:00 | 18.316 | 12.106 | 14.366 | 7.734
| 0:30 | 18.485 | 11.922 | 13.661 | 7.996
| 1:00 | 18.115 | 11.889 | 12.924 | 7.635
| 1:30 | 17.801 | 11.395 | 11.81 | 6.957
| 2:00 | 17.506 | 10.95 | 11.461 | 6.545
| 2:30 | 17.375 | 10.818 | 11.116 | 6.627
| 3:00 | 17.424 | 10.587 | 10.323 | 6.862
| 3:30 | 17.286 | 9.883 | 9.803 | 7.08
| 4:00 | 17.749 | 9.742 | 9.702 | 7.031
| 4:30 | 17.656 | 9.324 | 9.485 | 6.969
| 5:00 | 18.436 | 9.369 | 9.82 | 7.852
| 5:30 | 18.849 | 9.151 | 10.067 | 9.408
| 6:00 | 19.965 | 10.102 | 10.851 | 11.867
| 6:30 | 20.244 | 10.495 | 11.269 | 14.945
| 7:00 | 20.656 | 11.285 | 11.813 | 17.321
| 7:30 | 21.447 | 12.144 | 12.433 | 19.03
| 8:00 | 21.702 | 12.727 | 12.29 | 19.514
| 8:30 | 21.9 | 13.229 | 12.944 | 18.952
| 9:00 | 23.217 | 14.177 | 12.213 | 18.639
| 9:30 | 23.498 | 15.385 | 11.773 | 18.351
| 10:00 | 23.194 | 15.841 | 11.865 | 18.403
| 10:30 | 22.35 | 16.218 | 11.722 | 18.114
| 11:00 | 22.072 | 16.463 | 12.261 | 17.285
| 11:30 | 21.591 | 17.12 | 12.24 | 16.804
| 12:00 | 20.908 | 17.54 | 11.608 | 16.351
| 12:30 | 21.14 | 17.879 | 11.404 | 16.523
| 13:00 | 23.016 | 18.079 | 11.273 | 16.918
| 13:30 | 23.393 | 18.841 | 10.988 | 17.324
| 14:00 | 23.033 | 19.777 | 11.706 | 18.816
| 14:30 | 23.249 | 20.145 | 12.268 | 19.814
| 15:00 | 23.315 | 20.822 | 12.774 | 19.987
| 15:30 | 23.569 | 21.045 | 13.389 | 21.014
| 16:00 | 23.72 | 21.724 | 13.488 | 21.292
| 16:30 | 23.581 | 21.887 | 13.665 | 21.636
| 17:00 | 23.466 | 21.894 | 13.595 | 21.351
| 17:30 | 23.768 | 21.983 | 13.691 | 21.386
| 18:00 | 24.094 | 22.205 | 13.564 | 20.767
| 18:30 | 23.715 | 21.475 | 12.601 | 20.772
| 19:00 | 22.901 | 20.726 | 10.684 | 20.699
| 19:30 | 21.916 | 19.474 | 9.518 | 20.587
| 20:00 | 22.131 | 18.125 | 8.407 | 20.413
| 20:30 | 21.265 | 16.393 | 7.296 | 20.087
| 21:00 | 22.231 | 14.346 | 6.779 | 19.938
| 21:30 | 21.571 | 12.668 | 6.208 | 18.772
| 22:00 | 20.919 | 11.495 | 5.691 | 18.255
| 22:30 | 19.34 | 10.227 | 4.934 | 17.373
| 23:00 | 18.277 | 7.116 | 3.672 | 16.519
| 23:30 | 17.495 | 6.084 | 2.781 | 16.22
D+3 | 0:00 | 17.558 | 6.227 | 3.051 | 15.801
| 0:30 | 17.887 | 6.36 | 3.17 | 16.277
| 1:00 | 16.983 | 6.067 | 3.419 | 16.713
| 1:30 | 16.287 | 5.328 | 3.239 | 16.825
| 2:00 | 15.656 | 5.024 | 3.24 | 16.817
| 2:30 | 15.535 | 4.701 | 3.128 | 16.932
| 3:00 | 15.929 | 4.917 | 3.336 | 16.669
| 3:30 | 16.465 | 4.754 | 3.059 | 16.502
| 4:00 | 17.68 | 5.554 | 3.206 | 16.117
| 4:30 | 18.029 | 5.213 | 3.239 | 16.557
| 5:00 | 18.624 | 6.831 | 3.52 | 19.134
| 5:30 | 19.349 | 7.877 | 3.628 | 20.377
| 6:00 | 20.372 | 10.975 | 3.86 | 23.743
| 6:30 | 21.357 | 13.742 | 4.096 | 25.111
| 7:00 | 22.213 | 17.355 | 4.036 | 25.985
| 7:30 | 22.644 | 18.604 | 4.452 | 26.277
| 8:00 | 22.881 | 19.036 | 4.897 | 26.342
| 8:30 | 22.999 | 19.387 | 5.096 | 26.423
| 9:00 | 23.039 | 19.232 | 4.804 | 26.07
| 9:30 | 22.956 | 19.799 | 4.887 | 26.134
| 10:00 | 22.77 | 19.78 | 4.118 | 26.622
| 10:30 | 22.643 | 19.721 | 4.052 | 26.609
| 11:00 | 22.669 | 19.246 | 4.252 | 26.566
| 11:30 | 22.557 | 18.982 | 4.553 | 26.792
| 12:00 | 22.429 | 18.749 | 4.453 | 26.082
| 12:30 | 22.264 | 18.438 | 4.125 | 25.779
| 13:00 | 22.238 | 18.14 | 3.747 | 26.181
| 13:30 | 22.138 | 17.871 | 3.632 | 26.054
| 14:00 | 22.258 | 17.759 | 3.749 | 25.699
| 14:30 | 22.415 | 17.662 | 3.857 | 25.512
| 15:00 | 22.694 | 17.801 | 4.176 | 25.605
| 15:30 | 23.208 | 17.994 | 4.866 | 25.307
| 16:00 | 23.676 | 18.06 | 5.498 | 25.07
| 16:30 | 24.212 | 18.149 | 5.903 | 24.721
| 17:00 | 24.011 | 17.863 | 6.222 | 24.14
| 17:30 | 23.938 | 17.47 | 6.382 | 23.69
| 18:00 | 23.636 | 17.026 | 5.852 | 23.566
| 18:30 | 23.576 | 16.475 | 5.105 | 23.069
| 19:00 | 23.362 | 15.755 | 5.061 | 21.874
| 19:30 | 23.317 | 14.817 | 4.638 | 19.966
| 20:00 | 23.026 | 13.951 | 4.359 | 17.696
| 20:30 | 22.502 | 12.744 | 4.092 | 15.272
| 21:00 | 22.172 | 11.498 | 4.249 | 12.496
| 21:30 | 20.909 | 10.198 | 3.838 | 11.236
| 22:00 | 20.517 | 9.281 | 4.116 | 10.401
| 22:30 | 19.705 | 7.566 | 3.612 | 9.426
| 23:00 | 19.942 | 5.578 | 3.83 | 7.889
| 23:30 | 19.263 | 5.041 | 3.903 | 7.242

## Peak gas demand for power fig 9
Content Page
|  | D-3 | D-2 | D-1 | D | D+1 | D+2 | D+3
| Winter 2022/23 | 90.5204 | 88.0851 | 94.2567 | 100.801 | 95.6084 | 90.691 | 93.9738
| Winter 2023/24 | 73.9482 | 92.3845 | 102.402 | 102.5753 | 84.2332 | 60.8518 | 63.481
| Winter 2024/25 | 51.9371 | 91.46 | 105.7712 | 107.4458 | 93.3916 | 39.1904 | 18.277
| Winter 2025/26 | 23.13 | 23.38 | 60.63 | 103.07 | 80.72 | 77.91 | 81.95
Figure 9

## UKCS fields tab 7
Content Page | Table 7
| Terminals | Fileds
| St Fergus | Rhum, Britannia, Pierce, Arran, Brodgar, Alwyn North, Victory
| Teeside | Culzean, Breagh, Everest, Judy, Erskine, Jade
| Easington | Tolmount
| Bacton | Elgin, Franklin, Cygnus, Shearweater, Leman
| Barrow | South Morecambe

## Map terminals Fig 10
Content Page |  |  | Source: National Gas | Figure 10
Terminal | 5 Year Average Share of UKCS Flows % | Average Flows mcm/d | Peak Flows mcm/d
St Fergus | 39% | 30.7306 | 33.8729
Teesside | 30% | 23.489 | 25.8909
Easington | 10% | 7.9364 | 8.7479
Bacton | 18% | 13.6928 | 15.093
Barrow | 3% | 2.0437 | 2.2527
Barrow
St Fergus
Teesside
Easington
Bacton

## GB delivered LNG fig 11
Content Page | Source: LNG Journal
| Units: bcm |  |  | Figure 11
| Country | 2024/25 | 2025/26
| US | 7.8246 | 9.2184
| Qatar | 0.4278 | 0.5796
| Other | 2.1942 | 1.656
Units: %share
| Country | 2024/25 | 2025/26
| US | 74.9% | 81%
| Qatar | 4.095% | 5.06%
| Other | 21% | 14.46%
| Country | 2024/25 | 2025/26
| US | 7.8246 | 9.2184
| Other | 2.1942 | 1.656
| Qatar | 0.4278 | 0.5796
| US | 7.8 bcm
| Other | 2.2 bcm
| Qatar | 0.4 bcm
| US | 9.2 bcm
| Other | 1.7 bcm
| Qatar | 0.6 bcm

## LNG liquefaction cap Fig 12
Content Page | [7 empty] | Source: IEA
| Units: (bcm/yr) | [6 empty] | Figure 12
| Country | 2025 | 2026 | 2027 | 2028 | 2029 | 2030
| United Arab Emirates | 0 | 0 | 0 | 3.3 | 9.8 | 0
| United States | 20.4 | 20.1 | 27.8 | 48.4 | 34.1 | 20.9
| Other | 2.4 | 4.5 | 2.5 | 7.4 | 4.7 | 0
| Qatar | 0 | 0 | 8.2 | 25.9 | 24.5 | 6.8
| Mexico | 1.5 | 0.9 | 3.5 | 0 | 0 | 0
| Mozambique | 0 | 0 | 0 | 1.8 | 5.3 | 15.3
| Nigeria | 0 | 0 | 4.1 | 6.8 | 0 | 0
| Australia | 0 | 1.4 | 5.4 | 0 | 0 | 0
| Canada | 3.7 | 14.8 | 0.5 | 1.1 | 6 | 0.2
| Total | 28 | 41.7 | 52 | 94.7 | 84.4 | 43.2

## NPB-TFF fig 13
Content Page | Source: Argus, ICE
Figure 13
Units: p/th
Month | Future Monthly Contracts as of 27/02/2026 | Future Monthly Contracts as of 30/09/2026 | Import/Export Tariff Threshold | Column2 |  | TTF 27/07/26 | TTF 27/02/2026 |  | 2026-02-27 | 2026-08-01 | Import/Export Tariff Threshold
October | -3.0244 | -1.495 | 4.84 | -2.08 |  | 58.21 | 31.47 | October | 76.28 | 142.12 | -2.4 | 4.2
November | 0.2708 | 1.491 | 4.84 | -2.08 |  | 57.43 | 31.71 | November | 80.18 | 145.52 | -2.4 | 4.2
December | 2.344 | 3.755 | 4.84 | -2.08 |  | 57.1 | 31.8 | December | 82.48 | 146.65 | -2.4 | 4.2
January | 3.468 | 4.984 | 4.84 | -2.08 |  | 56.53 | 31.85 | January | 83.73 | 146.55 | -2.4 | 4.2
February | 3.9252 | 4.426 | 4.84 | -2.08 |  | 55.06 | 31.49 | February | 83.28 | 141.33 | -2.4 | 4.2
March | 1.6672 | -0.523 | 4.84 | -2.08 |  | 51.09 | 30.39 | March | 78.25 | 127.96 | -2.4 | 4.2
[6 empty] | 146.6892 | 79.3044
[6 empty] | 144.7236 | 79.9092
[6 empty] | 143.892 | 80.136
[6 empty] | 142.4556 | 80.262
[6 empty] | 138.7512 | 79.3548
[6 empty] | 128.7468 | 76.5828

## EUStorage Stocks fig 14 & tab 8
Content Page | [8 empty] | Figure 14
Table 8
|  | (bcm) | Demand | Unused LNG Capacity (existing) | Storage Stocks remaining
|  | Avg Winter | 222.3346 | 41.2685 | 34.7489
|  | Cold Winter - LNG Primary responder | 255.6848 | 17.0297 | 26.1535
|  | Cold Winter - Balanced Response | 255.6848 | 19.894 | 20.0184
Start
|  |  | Oct | Nov | Dec | Jan | Feb | Mar
| 10-year min | 68.9911 | 76.0596 | 68.8088 | 54.2081 | 38.2022 | 29.1868 | 17.6715
| 10-year max | 98.9912 | 102.8818 | 103.2482 | 98.2311 | 90.4496 | 73.2315 | 64.5678
| 10-year range | 30.0001 | 26.8222 | 34.4394 | 44.023 | 52.2474 | 44.0447 | 46.8963
Gas in Stock
|  | Start | Oct | Nov | Dec | Jan | Feb | Mar
| Avg Winter | 71.9223 | 80.3581 | 78.5704 | 67.2815 | 52.5026 | 40.652 | 34.7489
| Cold Winter | 71.9223 | 77.3984 | 73.5153 | 61.42 | 46.9418 | 33.482 | 26.1535
| Cold Winter - Balanced Response | 71.9223 | 77.3984 | 72.5491 | 56.2459 | 41.0783 | 29.4064 | 20.0184
|  | Start | Oct | Nov | Dec | Jan | Feb | Mar
| Winter 2025/26 Actual (monthly Avg) | 83.501 | 85.9553 | 83.6364 | 71.2713 | 52.9568 | 35.3755 | 29.9841

## Scenario 1 fig 15 tab 9-11
Content Page | Gas Day | GB & Moffat demand | UKCS | Norway | LNG Import | GB Storage withdrawal | GB Storage injection | NTS demand | Imports from continental Europe | Exports to continental Europe
| 2026-10-01 | 143.69 | 84.45 | 30.46 | 40 | 18.78 | 0 | 173.69 | 0 | -30
| 2026-10-02 | 174.47 | 80.4 | 64.73 | 40 | 19.34 | 0 | 204.47 | 0 | -30 |  | Figure 15
| 2026-10-03 | 178.44 | 81.86 | 77.02 | 40 | 9.56 | 0 | 208.44 | 0 | -30
| 2026-10-04 | 150.84 | 73.67 | 49.06 | 40 | 18.11 | 0 | 180.84 | 0 | -30
| 2026-10-05 | 138.67 | 75.51 | 59.06 | 40 | 0 | 5.9 | 174.57 | 0 | -30
| 2026-10-06 | 123.49 | 78.35 | 69.89 | 31.83 | 0 | 26.57 | 180.06 | 0 | -30
| 2026-10-07 | 149.07 | 83.07 | 74.34 | 38.52 | 0 | 16.85 | 195.92 | 0 | -30
| 2026-10-08 | 136.36 | 83.79 | 77.35 | 31.81 | 0 | 26.59 | 192.95 | 0 | -30
| 2026-10-09 | 139.18 | 84.37 | 71.05 | 35.29 | 0 | 21.54 | 190.72 | 0 | -30
| 2026-10-10 | 125.07 | 83.53 | 75.73 | 27.97 | 0 | 32.16 | 187.23 | 0 | -30
| 2026-10-11 | 120.44 | 83.27 | 73.54 | 15.47 | 0 | 21.84 | 172.28 | 0 | -30
| 2026-10-12 | 160.46 | 84.39 | 64.36 | 40 | 1.71 | 0 | 190.46 | 0 | -30
| 2026-10-13 | 170.11 | 84.06 | 77.22 | 40 | 0 | 1.17 | 201.28 | 0 | -30
| 2026-10-14 | 192.36 | 83.69 | 78.52 | 40 | 20.14 | 0 | 222.36 | 0 | -30
| 2026-10-15 | 189.16 | 77.47 | 80.49 | 40 | 21.2 | 0 | 219.16 | 0 | -30
| 2026-10-16 | 179.48 | 83.06 | 70.97 | 40 | 15.45 | 0 | 209.48 | 0 | -30
| 2026-10-17 | 182.65 | 79.65 | 67.28 | 40 | 25.72 | 0 | 212.65 | 0 | -30
| 2026-10-18 | 177.56 | 75.84 | 72.18 | 40 | 19.54 | 0 | 207.56 | 0 | -30
| 2026-10-19 | 167.96 | 80.23 | 74.63 | 40 | 3.1 | 0 | 197.96 | 0 | -30
| 2026-10-20 | 183.6 | 78.6 | 83.69 | 40 | 11.3 | 0 | 213.6 | 0 | -30
| 2026-10-21 | 232.08 | 83.88 | 89.14 | 40 | 49.07 | 0 | 262.08 | 0 | -30
| 2026-10-22 | 214.98 | 83.18 | 79.68 | 40 | 42.12 | 0 | 244.98 | 0 | -30
| 2026-10-23 | 208.25 | 85.37 | 74.87 | 40 | 38.01 | 0 | 238.25 | 0 | -30
| 2026-10-24 | 192.77 | 83.29 | 69.95 | 40 | 29.54 | 0 | 222.77 | 0 | -30
| 2026-10-25 | 182.84 | 83.81 | 68.59 | 40 | 20.44 | 0 | 212.84 | 0 | -30
| 2026-10-26 | 188.87 | 80.54 | 57.34 | 40 | 40.98 | 0 | 218.87 | 0 | -30
| 2026-10-27 | 206.06 | 83.48 | 68.59 | 40 | 43.99 | 0 | 236.06 | 0 | -30
| 2026-10-28 | 276.31 | 82.94 | 90 | 74.17 | 59.2 | 0 | 306.31 | 0 | -30
| 2026-10-29 | 274.03 | 76.47 | 90 | 72.75 | 64.81 | 0 | 304.03 | 0 | -30
| 2026-10-30 | 253.61 | 77.51 | 90 | 58.08 | 58.01 | 0 | 283.61 | 0 | -30
| 2026-10-31 | 236.04 | 47.19 | 90 | 65.82 | 63.04 | 0 | 266.04 | 0 | -30
| 2026-11-01 | 179.82 | 82.67 | 71.28 | 69.84 | 0 | 43.97 | 223.79 | 0 | 0
| 2026-11-02 | 187.73 | 83 | 73.69 | 71.95 | 0 | 40.9 | 228.63 | 0 | 0
| 2026-11-03 | 200.71 | 77.29 | 71.03 | 80.65 | 0 | 28.27 | 228.98 | 0 | 0
| 2026-11-04 | 219.27 | 79.38 | 78.52 | 84.32 | 0 | 22.95 | 242.22 | 0 | 0 |  |  | Table 9 | [5 empty] | Table 10
| 2026-11-05 | 239.97 | 80.77 | 77.17 | 90 | 0 | 7.97 | 247.94 | 0 | 0 |  |  | Demand Breakdown | Scenario | Winter Outlook Forecast |  |  |  | Supply Breakdown | Scenario | Winter Outlook Forecast
| 2026-11-06 | 271.78 | 78.88 | 76.78 | 90 | 26.12 | 0 | 271.78 | 0 | 0 |  |  | Non-daily metered (NDM) | 27.1206 | 26.4457 |  |  |  | UK Continental Shelf | 14.1623 | 14.2 | UKCS | 14162.34
| 2026-11-07 | 225.9 | 79.28 | 71.99 | 89.73 | 0 | 15.1 | 241 | 0 | 0 |  |  | Daily metered (DM) and Industrial | 3.7163 | 3.6883 |  |  |  | Norway | 15.5894 | 15.5305 | Norway | 15589.37
| 2026-11-08 | 260.34 | 78.46 | 77.38 | 90 | 14.5 | 0 | 260.34 | 0 | 0 |  |  | Gas demand for electircity generation | 7.6121 | 7.6035 |  |  |  | LNG Import | 12.6649 | 12.0682 | LNG | 12664.91
| 2026-11-09 | 275.27 | 77.88 | 76.75 | 90 | 30.64 | 0 | 275.27 | 0 | 0 |  |  | Exports to Ireland | 3.3443 | 3.3098 |  |  |  | Imports from continental Europe | 0 | 0.1 | IUK/BBL | 0
| 2026-11-10 | 257.74 | 78.59 | 76.48 | 90 | 12.66 | 0 | 257.74 | 0 | 0 |  |  | Exports to continental Europe | 1.395 | 1.3727 | IUK | 1395 | 1.395 | GB Storage Withdrawal | 2.4535 | 2.3394 | Storage | 2453.53
| 2026-11-11 | 248.94 | 82.21 | 83.47 | 90 | 0 | 6.74 | 255.68 | 0 | 0 |  |  | GB Storage Injection | 1.682 | 2.133 | Injection | 1681.96 | 1.682 | Total | 44.8702 | 44.2381
| 2026-11-12 | 258.35 | 79.98 | 83.16 | 90 | 5.21 | 0 | 258.35 | 0 | 0 |  |  | Total | 44.8702 | 44.553
| 2026-11-13 | 277.15 | 79.33 | 81.45 | 90 | 26.38 | 0 | 277.15 | 0 | 0
| 2026-11-14 | 273.58 | 81.16 | 80.08 | 90 | 22.34 | 0 | 273.58 | 0 | 0
| 2026-11-15 | 263.05 | 82.13 | 85.67 | 90 | 5.25 | 0 | 263.05 | 0 | 0
| 2026-11-16 | 289.63 | 82.45 | 106.07 | 90 | 11.11 | 0 | 289.63 | 0 | 0
| 2026-11-17 | 275.26 | 80.12 | 82.49 | 90 | 22.65 | 0 | 275.26 | 0 | 0
| 2026-11-18 | 319.97 | 78.88 | 90 | 109.93 | 41.16 | 0 | 319.97 | 0 | 0
| 2026-11-19 | 330.39 | 82.34 | 94.33 | 114.17 | 39.55 | 0 | 330.39 | 0 | 0
| 2026-11-20 | 293.92 | 85.04 | 104.54 | 90 | 14.34 | 0 | 293.92 | 0 | 0
| 2026-11-21 | 277.1 | 82.15 | 96.15 | 90 | 8.81 | 0 | 277.1 | 0 | 0
| 2026-11-22 | 244.23 | 78.9 | 92.64 | 83.05 | 0 | 10.36 | 254.59 | 0 | 0 | Table 11
| 2026-11-23 | 237.13 | 81.72 | 88.94 | 80.4 | 0 | 13.93 | 251.06 | 0 | 0 |  | 2027-01-21 | 2027-03-05
| 2026-11-24 | 232.26 | 81.96 | 94.72 | 75.96 | 0 | 20.38 | 252.64 | 0 | 0 | Supply Breakdown | Peak | High Storage
| 2026-11-25 | 236.2 | 77.45 | 95.29 | 79.17 | 0 | 15.71 | 251.91 | 0 | 0 | UK Continental Shelf | 71.93 | 80.89
| 2026-11-26 | 210.69 | 76.49 | 97.21 | 68.37 | 0 | 31.39 | 242.08 | 0 | 0 | Norway | 91.96 | 90
| 2026-11-27 | 226.57 | 74.98 | 87.36 | 79.49 | 0 | 15.26 | 241.83 | 0 | 0 | LNG Import | 119.68 | 107.37
| 2026-11-28 | 229.36 | 75.43 | 92.25 | 78.45 | 0 | 16.77 | 246.13 | 0 | 0 | Imports from continental Europe | 0 | 0
| 2026-11-29 | 271.57 | 70.47 | 95.76 | 90 | 15.34 | 0 | 271.57 | 0 | 0 | GB Storage Withdrawal | 53.54 | 63
| 2026-11-30 | 304.79 | 73.32 | 95.78 | 98.09 | 37.6 | 0 | 304.79 | 0 | 0 | Demand | 337.11 | 341.26
| 2026-12-01 | 304.35 | 74.68 | 97.05 | 97.53 | 35.09 | 0 | 304.35 | 0 | 0
| 2026-12-02 | 331.46 | 75.33 | 90 | 113.33 | 52.79 | 0 | 331.46 | 0 | 0
| 2026-12-03 | 308.72 | 77.06 | 90 | 102.23 | 39.43 | 0 | 308.72 | 0 | 0
| 2026-12-04 | 294.16 | 77.57 | 90 | 91.74 | 34.85 | 0 | 294.16 | 0 | 0
| 2026-12-05 | 252.37 | 78.21 | 81.58 | 90 | 2.58 | 0 | 252.37 | 0 | 0
| 2026-12-06 | 208 | 81.63 | 81 | 71.79 | 0 | 26.43 | 234.43 | 0 | 0
| 2026-12-07 | 208.35 | 77.33 | 85.45 | 71.87 | 0 | 26.3 | 234.65 | 0 | 0
| 2026-12-08 | 213.38 | 74 | 87.86 | 74.3 | 0 | 22.79 | 236.17 | 0 | 0
| 2026-12-09 | 250.6 | 72.27 | 88.6 | 89.89 | 0 | 0.16 | 250.76 | 0 | 0
| 2026-12-10 | 244.41 | 76.42 | 90.88 | 84.74 | 0 | 7.63 | 252.04 | 0 | 0
| 2026-12-11 | 271.76 | 76.03 | 106.25 | 89.79 | 0 | 0.31 | 272.07 | 0 | 0
| 2026-12-12 | 277.98 | 75.36 | 102.5 | 90 | 10.11 | 0 | 277.98 | 0 | 0
| 2026-12-13 | 249.55 | 76.56 | 108.57 | 79.56 | 0 | 15.14 | 264.69 | 0 | 0
| 2026-12-14 | 251.44 | 78.25 | 106.96 | 80.3 | 0 | 14.07 | 265.51 | 0 | 0
| 2026-12-15 | 255.1 | 73.03 | 104.95 | 84.75 | 0 | 7.62 | 262.72 | 0 | 0
| 2026-12-16 | 291.09 | 73.78 | 113.78 | 90 | 13.54 | 0 | 291.09 | 0 | 0
| 2026-12-17 | 325.81 | 78.19 | 105.79 | 104.79 | 37.03 | 0 | 325.81 | 0 | 0
| 2026-12-18 | 275.68 | 80.47 | 104.77 | 90 | 0.45 | 0 | 275.68 | 0 | 0
| 2026-12-19 | 219.26 | 79.96 | 104.91 | 67.31 | 0 | 32.92 | 252.18 | 0 | 0
| 2026-12-20 | 238.17 | 76.49 | 106.3 | 75.88 | 0 | 20.5 | 258.67 | 0 | 0
| 2026-12-21 | 236.1 | 79.04 | 103.67 | 75.07 | 0 | 21.67 | 257.77 | 0 | 0
| 2026-12-22 | 236.1 | 78.93 | 102.45 | 75.61 | 0 | 20.88 | 256.98 | 0 | 0
| 2026-12-23 | 225.76 | 76.79 | 89.22 | 77.66 | 0 | 17.9 | 243.66 | 0 | 0
| 2026-12-24 | 208.48 | 68.53 | 88.96 | 74.08 | 0 | 23.1 | 231.58 | 0 | 0
| 2026-12-25 | 215.79 | 67.93 | 105.37 | 70.61 | 0 | 28.13 | 243.92 | 0 | 0
| 2026-12-26 | 213.47 | 68.22 | 102.22 | 70.84 | 0 | 27.81 | 241.28 | 0 | 0
| 2026-12-27 | 217.38 | 70.33 | 101.77 | 71.75 | 0 | 26.48 | 243.86 | 0 | 0
| 2026-12-28 | 194.14 | 78.14 | 97.83 | 60.59 | 0 | 42.42 | 236.56 | 0 | 0
| 2026-12-29 | 196.6 | 78.13 | 106.73 | 54.12 | 0 | 42.38 | 238.98 | 0 | 0
| 2026-12-30 | 215.29 | 79.27 | 87.58 | 73.05 | 0 | 24.6 | 239.89 | 0 | 0
| 2026-12-31 | 234.95 | 79.76 | 113.32 | 70.36 | 0 | 28.5 | 263.45 | 0 | 0
| 2027-01-01 | 211.07 | 79.8 | 114.98 | 59.73 | 0 | 43.43 | 254.5 | 0 | 0
| 2027-01-02 | 194.56 | 77.38 | 115.15 | 48.11 | 0 | 46.08 | 240.64 | 0 | 0
| 2027-01-03 | 196.52 | 72.11 | 110.98 | 54.96 | 0 | 41.53 | 238.05 | 0 | 0
| 2027-01-04 | 219.36 | 70.54 | 113.97 | 67.5 | 0 | 32.65 | 252.01 | 0 | 0
| 2027-01-05 | 215.27 | 68.03 | 107.96 | 69.31 | 0 | 30.03 | 245.3 | 0 | 0
| 2027-01-06 | 228.08 | 71.87 | 109.44 | 72.37 | 0 | 25.59 | 253.67 | 0 | 0
| 2027-01-07 | 208.17 | 72.19 | 98.35 | 68.63 | 0 | 31 | 239.17 | 0 | 0
| 2027-01-08 | 236.17 | 75.79 | 109.37 | 73.28 | 0 | 22.27 | 258.44 | 0 | 0
| 2027-01-09 | 230.46 | 79.01 | 105.35 | 59.2 | 0 | 13.09 | 243.55 | 0 | 0
| 2027-01-10 | 226.29 | 79.49 | 98.31 | 60.87 | 0 | 12.38 | 238.67 | 0 | 0
| 2027-01-11 | 207.7 | 68.67 | 99.45 | 54.62 | 0 | 15.04 | 222.74 | 0 | 0
| 2027-01-12 | 212.39 | 65.21 | 105.48 | 56.11 | 0 | 14.41 | 226.8 | 0 | 0
| 2027-01-13 | 232.84 | 71.97 | 110.64 | 62.09 | 0 | 11.86 | 244.7 | 0 | 0
| 2027-01-14 | 222.52 | 75.87 | 115.42 | 48.76 | 0 | 17.53 | 240.05 | 0 | 0
| 2027-01-15 | 218.04 | 74.02 | 114.87 | 47.3 | 0 | 18.15 | 236.19 | 0 | 0
| 2027-01-16 | 199.38 | 75.69 | 115.1 | 31.47 | 0 | 22.88 | 222.26 | 0 | 0
| 2027-01-17 | 229.2 | 77.31 | 115.37 | 52.47 | 0 | 15.95 | 245.15 | 0 | 0
| 2027-01-18 | 256.84 | 73.25 | 114.98 | 74.99 | 0 | 6.38 | 263.22 | 0 | 0
| 2027-01-19 | 277.17 | 76.86 | 113.79 | 87.56 | 0 | 1.04 | 278.21 | 0 | 0
| 2027-01-20 | 332.66 | 72.32 | 94.37 | 113.03 | 52.94 | 0 | 332.66 | 0 | 0
| 2027-01-21 | 337.11 | 71.93 | 91.96 | 119.68 | 53.54 | 0 | 337.11 | 0 | 0
| 2027-01-22 | 318.87 | 71.41 | 102.45 | 97.45 | 47.56 | 0 | 318.87 | 0 | 0
| 2027-01-23 | 299.75 | 70.98 | 90 | 92.4 | 46.36 | 0 | 299.75 | 0 | 0
| 2027-01-24 | 279.96 | 74.08 | 85.37 | 90 | 30.51 | 0 | 279.96 | 0 | 0
| 2027-01-25 | 249.86 | 71.21 | 89.77 | 89.54 | 0 | 0.67 | 250.53 | 0 | 0
| 2027-01-26 | 233.53 | 71.52 | 87.48 | 83.69 | 0 | 9.15 | 242.68 | 0 | 0
| 2027-01-27 | 261.54 | 72.33 | 84.72 | 90 | 14.49 | 0 | 261.54 | 0 | 0
| 2027-01-28 | 271.37 | 73.49 | 76.22 | 90 | 31.65 | 0 | 271.37 | 0 | 0
| 2027-01-29 | 244.32 | 74.69 | 85.33 | 87.68 | 0 | 3.37 | 247.69 | 0 | 0
| 2027-01-30 | 205.78 | 70.98 | 86.13 | 73.13 | 0 | 24.47 | 230.25 | 0 | 0
| 2027-01-31 | 185.55 | 71.5 | 88.4 | 63.75 | 0 | 38.09 | 223.64 | 0 | 0
| 2027-02-01 | 202.64 | 77.17 | 84.5 | 70 | 0 | 29.03 | 231.67 | 0 | 0
| 2027-02-02 | 198.17 | 78.73 | 89.17 | 65.63 | 0 | 35.36 | 233.53 | 0 | 0
| 2027-02-03 | 221.38 | 76.52 | 85.26 | 77.6 | 0 | 18 | 239.38 | 0 | 0
| 2027-02-04 | 242.67 | 77.61 | 82.33 | 87.04 | 0 | 4.3 | 246.97 | 0 | 0
| 2027-02-05 | 282.38 | 80.31 | 86.73 | 90 | 25.33 | 0 | 282.38 | 0 | 0
| 2027-02-06 | 277.38 | 77.61 | 78.67 | 90 | 31.1 | 0 | 277.38 | 0 | 0
| 2027-02-07 | 231.75 | 79.53 | 80.68 | 82.47 | 0 | 10.93 | 242.68 | 0 | 0
| 2027-02-08 | 223.92 | 79.23 | 79.12 | 80.03 | 0 | 14.46 | 238.38 | 0 | 0
| 2027-02-09 | 218.55 | 78.4 | 79.53 | 78.01 | 0 | 17.4 | 235.95 | 0 | 0
| 2027-02-10 | 248.32 | 79.39 | 77.91 | 90 | 1.01 | 0 | 248.32 | 0 | 0
| 2027-02-11 | 260.1 | 78.86 | 74.45 | 90 | 16.79 | 0 | 260.1 | 0 | 0
| 2027-02-12 | 262.9 | 81.16 | 73.06 | 90 | 18.68 | 0 | 262.9 | 0 | 0
| 2027-02-13 | 265.37 | 81.35 | 73.34 | 90 | 20.68 | 0 | 265.37 | 0 | 0
| 2027-02-14 | 223.42 | 81.39 | 73.58 | 81.21 | 0 | 12.76 | 236.18 | 0 | 0
| 2027-02-15 | 201.9 | 80.67 | 73.97 | 72.56 | 0 | 25.3 | 227.2 | 0 | 0
| 2027-02-16 | 216.37 | 75.29 | 69.09 | 82.65 | 0 | 10.66 | 227.03 | 0 | 0
| 2027-02-17 | 224.35 | 72.54 | 71.93 | 85.87 | 0 | 5.99 | 230.34 | 0 | 0
| 2027-02-18 | 238.36 | 72.59 | 70.4 | 90 | 5.37 | 0 | 238.36 | 0 | 0
| 2027-02-19 | 238.37 | 76.29 | 70.1 | 90 | 1.98 | 0 | 238.37 | 0 | 0
| 2027-02-20 | 224.23 | 75.64 | 63.89 | 87.84 | 0 | 3.14 | 227.37 | 0 | 0
| 2027-02-21 | 206.31 | 77.99 | 69.86 | 77.13 | 0 | 18.67 | 224.98 | 0 | 0
| 2027-02-22 | 203.89 | 78.24 | 67.47 | 77.02 | 0 | 18.84 | 222.73 | 0 | 0
| 2027-02-23 | 213.99 | 76.1 | 70.35 | 80.84 | 0 | 13.29 | 227.28 | 0 | 0
| 2027-02-24 | 225.87 | 76.65 | 68.57 | 86.19 | 0 | 5.53 | 231.4 | 0 | 0
| 2027-02-25 | 256.57 | 78.56 | 71 | 90 | 17.01 | 0 | 256.57 | 0 | 0
| 2027-02-26 | 266.73 | 82.46 | 61.82 | 90 | 32.45 | 0 | 266.73 | 0 | 0
| 2027-02-27 | 273.92 | 81.87 | 61.62 | 90 | 40.43 | 0 | 273.92 | 0 | 0
| 2027-02-28 | 244.99 | 83.04 | 51.03 | 90 | 20.92 | 0 | 244.99 | 0 | 0
| 2027-03-01 | 228.56 | 82.35 | 66.93 | 50 | 44.28 | 0 | 243.56 | 0 | -15
| 2027-03-02 | 233.48 | 80.22 | 73.04 | 50 | 45.23 | 0 | 248.48 | 0 | -15
| 2027-03-03 | 267.64 | 79.53 | 90 | 61.31 | 51.79 | 0 | 282.64 | 0 | -15
| 2027-03-04 | 287.28 | 77.68 | 92.06 | 76.43 | 56.11 | 0 | 302.28 | 0 | -15
| 2027-03-05 | 326.26 | 80.89 | 90 | 107.37 | 63 | 0 | 341.26 | 0 | -15
| 2027-03-06 | 287.6 | 82.94 | 90 | 73.81 | 55.84 | 0 | 302.6 | 0 | -15
| 2027-03-07 | 244.22 | 83.24 | 95.83 | 50 | 30.15 | 0 | 259.22 | 0 | -15
| 2027-03-08 | 204.62 | 81.61 | 94.2 | 47.47 | 0 | 3.67 | 223.29 | 0 | -15
| 2027-03-09 | 207.52 | 84.31 | 97.03 | 46.4 | 0 | 5.22 | 227.74 | 0 | -15
| 2027-03-10 | 199.1 | 84.53 | 76.25 | 50 | 3.32 | 0 | 214.1 | 0 | -15
| 2027-03-11 | 194.11 | 85.19 | 75.22 | 49.47 | 0 | 0.77 | 209.88 | 0 | -15
| 2027-03-12 | 218.55 | 85.4 | 84.44 | 50 | 13.72 | 0 | 233.55 | 0 | -15
| 2027-03-13 | 196.36 | 84.48 | 79.76 | 48.83 | 0 | 1.7 | 213.06 | 0 | -15
| 2027-03-14 | 221.06 | 85.07 | 79.99 | 50 | 21 | 0 | 236.06 | 0 | -15
| 2027-03-15 | 198.17 | 86.43 | 83.66 | 47.18 | 0 | 4.1 | 217.27 | 0 | -15
| 2027-03-16 | 210.62 | 82.04 | 84.19 | 50 | 9.38 | 0 | 225.62 | 0 | -15
| 2027-03-17 | 207.72 | 81.53 | 74.67 | 50 | 16.52 | 0 | 222.72 | 0 | -15
| 2027-03-18 | 195.14 | 83.09 | 75.08 | 50 | 1.97 | 0 | 210.14 | 0 | -15
| 2027-03-19 | 242.57 | 81.72 | 84.72 | 50 | 41.14 | 0 | 257.57 | 0 | -15
| 2027-03-20 | 255.27 | 74.94 | 87.85 | 50 | 57.48 | 0 | 270.27 | 0 | -15
| 2027-03-21 | 218.5 | 72.84 | 72.18 | 50 | 38.48 | 0 | 233.5 | 0 | -15
| 2027-03-22 | 210.15 | 75.6 | 65.37 | 50 | 34.17 | 0 | 225.15 | 0 | -15
| 2027-03-23 | 209.35 | 76.74 | 65.7 | 50 | 31.91 | 0 | 224.35 | 0 | -15
| 2027-03-24 | 182.99 | 77.81 | 65.61 | 50 | 4.56 | 0 | 197.99 | 0 | -15
| 2027-03-25 | 175.18 | 81.51 | 68.36 | 46.05 | 0 | 5.74 | 195.92 | 0 | -15
| 2027-03-26 | 200.13 | 80.63 | 77.21 | 50 | 7.29 | 0 | 215.13 | 0 | -15
| 2027-03-27 | 191.12 | 71.26 | 78.39 | 50 | 6.47 | 0 | 206.12 | 0 | -15
| 2027-03-28 | 183.43 | 66.34 | 76.77 | 50 | 5.33 | 0 | 198.43 | 0 | -15
| 2027-03-29 | 201.75 | 71.47 | 78.49 | 50 | 16.79 | 0 | 216.75 | 0 | -15
| 2027-03-30 | 206.64 | 69.76 | 84.24 | 50 | 17.63 | 0 | 221.64 | 0 | -15
| 2027-03-31 | 217.72 | 77.18 | 87.06 | 50 | 18.48 | 0 | 232.72 | 0 | -15
| Total winter supply |  | 14.1623 | 15.5894 | 12.6649 | 2.4535 |  |  | 0
| Average daily flow |  | 77.8151 | 85.6559 | 69.5874 | 13.4809 |  |  | 0

## Scenario 2 fig 16 tab 12-14
Content Page | Gas Day | GB & Moffat demand | UKCS | Norway | LNG Import | GB Storage withdrawal | GB Storage injection | NTS demand | Imports from continental Europe | Exports to continental Europe
| 2026-10-01 | 138.07 | 80 | 30.46 | 77.59 | 0 | 39.98 | 188.05 | 0 | -10
| 2026-10-02 | 123.29 | 76.17 | 64.73 | 19.51 | 0 | 27.11 | 160.4 | 0 | -10 |  | Figure 16
| 2026-10-03 | 121.82 | 77.55 | 77.02 | 4 | 0 | 13.8 | 158.57 | 0 | -22.95
| 2026-10-04 | 152.32 | 69.8 | 49.06 | 51.6 | 0 | 8.13 | 170.45 | 0 | -10
| 2026-10-05 | 158.81 | 71.53 | 59.06 | 46.57 | 0 | 8.35 | 177.16 | 0 | -10
| 2026-10-06 | 164.33 | 74.22 | 69.89 | 38.9 | 0 | 8.68 | 183.01 | 0 | -10
| 2026-10-07 | 156.18 | 78.7 | 74.34 | 23.77 | 0 | 10.63 | 176.81 | 0 | -10
| 2026-10-08 | 123.62 | 79.38 | 77.35 | 4 | 0 | 9 | 160.73 | 0 | -28.11
| 2026-10-09 | 124.12 | 79.93 | 71.05 | 4 | 0 | 8.81 | 154.98 | 0 | -22.05
| 2026-10-10 | 110.95 | 79.14 | 75.73 | 4 | 0 | 6.12 | 158.87 | 0 | -41.8
| 2026-10-11 | 139.21 | 78.89 | 73.54 | 4 | 0 | 6 | 156.42 | 0 | -11.21
| 2026-10-12 | 162.03 | 79.95 | 64.36 | 33.72 | 0 | 6 | 178.03 | 0 | -10
| 2026-10-13 | 177.87 | 79.63 | 77.22 | 34.02 | 0 | 3 | 190.87 | 0 | -10
| 2026-10-14 | 181.66 | 79.29 | 78.52 | 33.85 | 0 | 0 | 191.66 | 0 | -10
| 2026-10-15 | 174.39 | 73.39 | 80.49 | 30.51 | 0 | 0 | 184.39 | 0 | -10
| 2026-10-16 | 175.32 | 78.69 | 70.97 | 35.66 | 0 | 0 | 185.32 | 0 | -10
| 2026-10-17 | 166.93 | 75.46 | 67.28 | 34.19 | 0 | 0 | 176.93 | 0 | -10
| 2026-10-18 | 175.93 | 71.85 | 72.18 | 41.9 | 0 | 0 | 185.93 | 0 | -10
| 2026-10-19 | 235.28 | 76 | 74.63 | 94.64 | 0 | 0 | 245.28 | 0 | -10
| 2026-10-20 | 257.84 | 74.47 | 83.69 | 95 | 14.68 | 0 | 267.84 | 0 | -10
| 2026-10-21 | 249.86 | 79.46 | 79.04 | 95 | 6.36 | 0 | 259.86 | 0 | -10
| 2026-10-22 | 231.41 | 78.8 | 77.2 | 91.02 | 0 | 5.61 | 247.02 | 0 | -10
| 2026-10-23 | 202.02 | 80.87 | 74.87 | 71.7 | 0 | 15.43 | 227.45 | 0 | -10
| 2026-10-24 | 212.71 | 78.9 | 69.95 | 73.86 | 0 | 0 | 222.71 | 0 | -10
| 2026-10-25 | 272.56 | 79.4 | 74.8 | 95 | 33.36 | 0 | 282.56 | 0 | -10
| 2026-10-26 | 246.06 | 76.3 | 56.33 | 95 | 28.43 | 0 | 256.06 | 0 | -10
| 2026-10-27 | 210.35 | 79.08 | 64.39 | 87.6 | 0 | 10.73 | 231.08 | 0 | -10
| 2026-10-28 | 193.63 | 78.58 | 70.84 | 77.41 | 0 | 23.2 | 226.83 | 0 | -10
| 2026-10-29 | 168.16 | 72.45 | 43.91 | 80.48 | 0 | 18.69 | 196.85 | 0 | -10
| 2026-10-30 | 165.18 | 73.43 | 74.39 | 36.52 | 0 | 9.17 | 184.35 | 0 | -10
| 2026-10-31 | 174.36 | 44.7 | 67.72 | 71.94 | 0 | 0 | 184.36 | 0 | -10
| 2026-11-01 | 210.08 | 78.32 | 71.28 | 60.49 | 0 | 0 | 210.08 | 0 | 0
| 2026-11-02 | 208.92 | 78.63 | 73.69 | 56.6 | 0 | 0 | 208.92 | 0 | 0
| 2026-11-03 | 194.97 | 73.22 | 71.03 | 50.72 | 0 | 0 | 194.97 | 0 | 0
| 2026-11-04 | 160.77 | 75.2 | 78.52 | 7.05 | 0 | 0 | 160.77 | 0 | 0 |  |  | Table 12 | [5 empty] | Table 13
| 2026-11-05 | 189.09 | 76.52 | 77.17 | 35.4 | 0 | 0 | 189.09 | 0 | 0 |  |  | Demand Breakdown | Scenario | Winter Outlook Forecast |  |  |  | Supply Breakdown | Scenario | Winter Outlook Forecast
| 2026-11-06 | 197.62 | 74.73 | 76.78 | 46.11 | 0 | 0 | 197.62 | 0 | 0 |  |  | Non-daily metered (NDM) | 29.9556 | 26.4457 |  |  |  | UK Continental Shelf | 13.417 | 14.2 | UKCS | 13417
| 2026-11-07 | 217.09 | 75.11 | 71.99 | 69.99 | 0 | 0 | 217.09 | 0 | 0 |  |  | Daily metered (DM) and Industrial | 3.8196 | 3.6883 |  |  |  | Norway | 16.1747 | 15.5305 | Norway | 16174.72
| 2026-11-08 | 288.44 | 74.33 | 77.38 | 110 | 26.72 | 0 | 288.44 | 0 | 0 |  |  | Gas demand for electircity generation | 9.2193 | 7.6035 |  |  |  | LNG Import | 16.8055 | 12.0682 | LNG | 16805.47
| 2026-11-09 | 283.38 | 73.78 | 76.75 | 110 | 22.85 | 0 | 283.38 | 0 | 0 |  |  | Exports to Ireland | 3.4714 | 3.3098 |  |  |  | Imports from continental Europe | 0.23614 | 0.1 | IUK/BBL | 236.14
| 2026-11-10 | 308 | 74.46 | 88.59 | 110 | 34.95 | 0 | 308 | 0 | 0 |  |  | Exports to continental Europe | 0.38612 | 1.3727 | IUK | 386.12 | 0.38612 | GB Storage Withdrawal | 2.1482 | 2.3394 | Storage | 2148.16
| 2026-11-11 | 236.91 | 77.89 | 83.47 | 95.9 | 0 | 20.35 | 257.26 | 0 | 0 |  |  | GB Storage Injection | 1.9296 | 2.133 | Injection | 1929.56 | 1.9296 | Total | 48.7815 | 44.2381
| 2026-11-12 | 223.63 | 75.77 | 83.16 | 90.32 | 0 | 25.62 | 249.25 | 0 | 0 |  |  | Total | 48.7815 | 44.553
| 2026-11-13 | 240.61 | 75.15 | 81.45 | 98.71 | 0 | 14.7 | 255.31 | 0 | 0
| 2026-11-14 | 258.89 | 76.89 | 80.08 | 106.49 | 0 | 4.57 | 263.46 | 0 | 0
| 2026-11-15 | 300.67 | 77.81 | 85.67 | 110 | 27.19 | 0 | 300.67 | 0 | 0
| 2026-11-16 | 315.23 | 78.11 | 106.07 | 110 | 21.05 | 0 | 315.23 | 0 | 0
| 2026-11-17 | 301.46 | 75.91 | 82.49 | 110 | 33.06 | 0 | 301.46 | 0 | 0
| 2026-11-18 | 299.62 | 74.73 | 80.07 | 110 | 34.82 | 0 | 299.62 | 0 | 0
| 2026-11-19 | 296.23 | 78 | 94.33 | 110 | 13.89 | 0 | 296.23 | 0 | 0
| 2026-11-20 | 252.76 | 80.57 | 104.54 | 92.72 | 0 | 25.07 | 277.83 | 0 | 0
| 2026-11-21 | 265.15 | 77.82 | 96.15 | 101.87 | 0 | 10.69 | 275.84 | 0 | 0
| 2026-11-22 | 238.26 | 74.75 | 92.64 | 93 | 0 | 22.12 | 260.38 | 0 | 0 | Table 14
| 2026-11-23 | 314.73 | 77.42 | 90.8 | 110 | 36.51 | 0 | 314.73 | 0 | 0 |  | 2026-12-01 | 2026-12-19
| 2026-11-24 | 337.14 | 77.64 | 105 | 110.93 | 43.57 | 0 | 337.14 | 0 | 0 | Supply Breakdown | Peak | High Storage
| 2026-11-25 | 304.39 | 73.38 | 95.29 | 110 | 25.72 | 0 | 304.39 | 0 | 0 | UK Continental Shelf | 70.75 | 75.75
| 2026-11-26 | 378.29 | 72.47 | 105 | 150 | 50.82 | 0 | 378.29 | 0 | 0 | Norway | 105 | 134
| 2026-11-27 | 392.31 | 71.04 | 105 | 150 | 66.27 | 0 | 392.31 | 0 | 0 | LNG Import | 150 | 150
| 2026-11-28 | 375.9 | 71.46 | 105 | 147.27 | 52.17 | 0 | 375.9 | 0 | 0 | Imports from continental Europe | 0 | 37.35
| 2026-11-29 | 388.59 | 66.76 | 105 | 150 | 66.83 | 0 | 388.59 | 0 | 0 | GB Storage Withdrawal | 101.14 | 16.7
| 2026-11-30 | 411 | 69.46 | 105 | 150 | 86.54 | 0 | 411 | 0 | 0 | Demand | 426.89 | 413.81
| 2026-12-01 | 426.89 | 70.75 | 105 | 150 | 101.14 | 0 | 426.89 | 0 | 0
| 2026-12-02 | 420.78 | 71.37 | 105 | 150 | 94.41 | 0 | 420.78 | 0 | 0
| 2026-12-03 | 425.32 | 73.01 | 105.02 | 150 | 97.29 | 0 | 425.32 | 0 | 0
| 2026-12-04 | 310.89 | 73.48 | 91.7 | 115 | 30.71 | 0 | 310.89 | 0 | 0
| 2026-12-05 | 298.9 | 74.1 | 81.82 | 115 | 27.98 | 0 | 298.9 | 0 | 0
| 2026-12-06 | 389.09 | 77.34 | 105 | 150 | 56.76 | 0 | 389.09 | 0 | 0
| 2026-12-07 | 419.64 | 73.26 | 122.54 | 150 | 73.85 | 0 | 419.64 | 0 | 0
| 2026-12-08 | 411.14 | 70.11 | 134 | 150 | 46.36 | 0 | 411.14 | 10.67 | 0
| 2026-12-09 | 363.42 | 68.46 | 111.31 | 150 | 33.65 | 0 | 363.42 | 0 | 0
| 2026-12-10 | 324.28 | 72.4 | 105 | 138.54 | 8.35 | 0 | 324.28 | 0 | 0
| 2026-12-11 | 254.68 | 72.03 | 106.25 | 99.25 | 0 | 22.85 | 277.53 | 0 | 0
| 2026-12-12 | 264.3 | 71.4 | 102.5 | 104.96 | 0 | 14.56 | 278.86 | 0 | 0
| 2026-12-13 | 342.93 | 72.53 | 108.57 | 138.27 | 23.55 | 0 | 342.93 | 0 | 0
| 2026-12-14 | 366.11 | 74.13 | 126.83 | 150 | 15.16 | 0 | 366.11 | 0 | 0
| 2026-12-15 | 364.75 | 69.18 | 127.3 | 150 | 18.26 | 0 | 364.75 | 0 | 0
| 2026-12-16 | 367.99 | 69.89 | 134 | 150 | 6 | 0 | 367.99 | 8.09 | 0
| 2026-12-17 | 400.73 | 74.08 | 134 | 150 | 16.25 | 0 | 400.73 | 26.4 | 0
| 2026-12-18 | 408.76 | 76.23 | 134 | 150 | 16.48 | 0 | 408.76 | 32.05 | 0
| 2026-12-19 | 413.81 | 75.75 | 134 | 150 | 16.7 | 0 | 413.81 | 37.35 | 0
| 2026-12-20 | 412.1 | 72.47 | 134 | 150 | 16.71 | 0 | 412.1 | 38.92 | 0
| 2026-12-21 | 418.63 | 74.88 | 134 | 150 | 16.92 | 0 | 418.63 | 42.82 | 0
| 2026-12-22 | 408.15 | 74.77 | 134 | 150 | 16.37 | 0 | 408.15 | 33.02 | 0
| 2026-12-23 | 378.54 | 72.75 | 134 | 150 | 14.97 | 0 | 378.54 | 6.82 | 0
| 2026-12-24 | 307.19 | 64.93 | 105 | 135.74 | 1.52 | 0 | 307.19 | 0 | 0
| 2026-12-25 | 287.13 | 64.36 | 105.37 | 117.31 | 0.1 | 0 | 287.13 | 0 | 0
| 2026-12-26 | 297.24 | 64.63 | 105 | 127 | 0.61 | 0 | 297.24 | 0 | 0
| 2026-12-27 | 283.19 | 66.63 | 101.77 | 114.91 | 0 | 0.12 | 283.31 | 0 | 0
| 2026-12-28 | 260.77 | 74.03 | 97.83 | 104.36 | 0 | 15.44 | 276.21 | 0 | 0
| 2026-12-29 | 229.67 | 74.02 | 106.73 | 88.04 | 0 | 39.12 | 268.79 | 0 | 0
| 2026-12-30 | 233.92 | 75.1 | 87.58 | 97.15 | 0 | 25.91 | 259.83 | 0 | 0
| 2026-12-31 | 219.07 | 75.56 | 113.32 | 75.5 | 0 | 45.31 | 264.38 | 0 | 0
| 2027-01-01 | 216.85 | 75.6 | 114.98 | 71.32 | 0 | 45.05 | 261.9 | 0 | 0
| 2027-01-02 | 233.33 | 73.31 | 115.15 | 83.43 | 0 | 38.56 | 271.89 | 0 | 0
| 2027-01-03 | 254.84 | 68.32 | 110.98 | 95.94 | 0 | 20.4 | 275.24 | 0 | 0
| 2027-01-04 | 316.72 | 66.83 | 113.97 | 110 | 25.92 | 0 | 316.72 | 0 | 0
| 2027-01-05 | 318.39 | 64.45 | 107.96 | 115.56 | 30.42 | 0 | 318.39 | 0 | 0
| 2027-01-06 | 340.15 | 68.08 | 109.44 | 128.68 | 33.94 | 0 | 340.15 | 0 | 0
| 2027-01-07 | 310.95 | 68.39 | 105 | 111.1 | 26.46 | 0 | 310.95 | 0 | 0
| 2027-01-08 | 278.35 | 71.8 | 109.37 | 104.77 | 0 | 7.59 | 285.94 | 0 | 0
| 2027-01-09 | 287.96 | 74.85 | 105.35 | 109.09 | 0 | 1.33 | 289.29 | 0 | 0
| 2027-01-10 | 326.13 | 75.3 | 105 | 117.61 | 28.22 | 0 | 326.13 | 0 | 0
| 2027-01-11 | 339.65 | 65.05 | 105 | 141.26 | 28.34 | 0 | 339.65 | 0 | 0
| 2027-01-12 | 309.1 | 61.78 | 105.48 | 128.63 | 13.21 | 0 | 309.1 | 0 | 0
| 2027-01-13 | 268.62 | 68.18 | 110.64 | 101.76 | 0 | 11.96 | 280.58 | 0 | 0
| 2027-01-14 | 213.72 | 71.87 | 115.42 | 71.43 | 0 | 45.01 | 258.73 | 0 | 0
| 2027-01-15 | 205.86 | 70.13 | 114.87 | 67.22 | 0 | 46.37 | 252.23 | 0 | 0
| 2027-01-16 | 192.07 | 71.7 | 115.1 | 55.39 | 0 | 50.13 | 242.2 | 0 | 0
| 2027-01-17 | 268.35 | 73.24 | 115.37 | 97.65 | 0 | 17.92 | 286.27 | 0 | 0
| 2027-01-18 | 317.24 | 69.4 | 114.98 | 110 | 22.86 | 0 | 317.24 | 0 | 0
| 2027-01-19 | 329.53 | 72.82 | 113.79 | 113.15 | 29.78 | 0 | 329.53 | 0 | 0
| 2027-01-20 | 349.94 | 68.52 | 105 | 128.42 | 48.01 | 0 | 349.94 | 0 | 0
| 2027-01-21 | 356.16 | 68.15 | 105 | 141.1 | 41.91 | 0 | 356.16 | 0 | 0
| 2027-01-22 | 290.76 | 67.65 | 104.17 | 110 | 8.94 | 0 | 290.76 | 0 | 0
| 2027-01-23 | 250.99 | 67.25 | 86.04 | 104.98 | 0 | 7.28 | 258.27 | 0 | 0
| 2027-01-24 | 273.95 | 70.18 | 87.1 | 110 | 6.67 | 0 | 273.95 | 0 | 0
| 2027-01-25 | 276.53 | 67.46 | 93.23 | 110 | 5.83 | 0 | 276.53 | 0 | 0
| 2027-01-26 | 302.79 | 67.75 | 105 | 116.55 | 13.49 | 0 | 302.79 | 0 | 0
| 2027-01-27 | 301.91 | 68.53 | 105 | 115.3 | 13.08 | 0 | 301.91 | 0 | 0
| 2027-01-28 | 335.3 | 69.62 | 105 | 134.46 | 26.22 | 0 | 335.3 | 0 | 0
| 2027-01-29 | 318.54 | 70.76 | 105 | 129.4 | 13.38 | 0 | 318.54 | 0 | 0
| 2027-01-30 | 291.26 | 67.25 | 101.87 | 110 | 12.15 | 0 | 291.26 | 0 | 0
| 2027-01-31 | 345.49 | 67.73 | 113.54 | 150 | 14.22 | 0 | 345.49 | 0 | 0
| 2027-02-01 | 317.86 | 73.11 | 105 | 137.16 | 2.59 | 0 | 317.86 | 0 | 0
| 2027-02-02 | 298.13 | 74.58 | 105 | 116.98 | 1.57 | 0 | 298.13 | 0 | 0
| 2027-02-03 | 280.9 | 72.5 | 105 | 102.29 | 1.12 | 0 | 280.9 | 0 | 0
| 2027-02-04 | 224.18 | 73.52 | 82.33 | 84.12 | 0 | 15.79 | 239.97 | 0 | 0
| 2027-02-05 | 199.66 | 76.09 | 86.73 | 71.27 | 0 | 34.43 | 234.09 | 0 | 0
| 2027-02-06 | 185.69 | 73.52 | 78.67 | 69.91 | 0 | 36.41 | 222.1 | 0 | 0
| 2027-02-07 | 206.37 | 75.35 | 80.68 | 76.78 | 0 | 26.44 | 232.81 | 0 | 0
| 2027-02-08 | 233.45 | 75.06 | 79.12 | 88.58 | 0 | 9.31 | 242.76 | 0 | 0
| 2027-02-09 | 258.88 | 74.28 | 79.53 | 95 | 10.07 | 0 | 258.88 | 0 | 0
| 2027-02-10 | 253.08 | 75.21 | 77.91 | 95 | 4.96 | 0 | 253.08 | 0 | 0
| 2027-02-11 | 214.72 | 74.71 | 74.45 | 82.99 | 0 | 17.43 | 232.15 | 0 | 0
| 2027-02-12 | 208.84 | 76.89 | 73.06 | 80.27 | 0 | 21.38 | 230.22 | 0 | 0
| 2027-02-13 | 210.81 | 77.07 | 73.34 | 80.88 | 0 | 20.48 | 231.29 | 0 | 0
| 2027-02-14 | 226.61 | 77.1 | 73.58 | 87.22 | 0 | 11.29 | 237.9 | 0 | 0
| 2027-02-15 | 254.65 | 76.43 | 73.97 | 95 | 9.25 | 0 | 254.65 | 0 | 0
| 2027-02-16 | 240.72 | 71.33 | 69.09 | 95 | 5.3 | 0 | 240.72 | 0 | 0
| 2027-02-17 | 251.87 | 68.72 | 71.93 | 95 | 16.22 | 0 | 251.87 | 0 | 0
| 2027-02-18 | 259.96 | 68.77 | 72.02 | 95 | 24.16 | 0 | 259.96 | 0 | 0
| 2027-02-19 | 248.48 | 72.28 | 70.1 | 95 | 11.1 | 0 | 248.48 | 0 | 0
| 2027-02-20 | 241.03 | 71.66 | 63.89 | 95 | 10.48 | 0 | 241.03 | 0 | 0
| 2027-02-21 | 256.12 | 73.88 | 69.86 | 95 | 17.38 | 0 | 256.12 | 0 | 0
| 2027-02-22 | 255.97 | 74.12 | 68.06 | 95 | 18.78 | 0 | 255.97 | 0 | 0
| 2027-02-23 | 225.37 | 72.09 | 70.35 | 90.07 | 0 | 7.15 | 232.52 | 0 | 0
| 2027-02-24 | 195.84 | 72.61 | 68.57 | 78.54 | 0 | 23.88 | 219.72 | 0 | 0
| 2027-02-25 | 187.73 | 74.42 | 71 | 73.5 | 0 | 31.2 | 218.93 | 0 | 0
| 2027-02-26 | 197.36 | 78.12 | 61.82 | 79.67 | 0 | 22.25 | 219.61 | 0 | 0
| 2027-02-27 | 202.64 | 77.56 | 60.68 | 82.52 | 0 | 18.12 | 220.76 | 0 | 0
| 2027-02-28 | 242.73 | 78.67 | 51.03 | 95 | 18.03 | 0 | 242.73 | 0 | 0
| 2027-03-01 | 268.78 | 78.01 | 65.91 | 95 | 29.86 | 0 | 268.78 | 0 | 0
| 2027-03-02 | 270.79 | 76 | 73.78 | 95 | 26.01 | 0 | 270.79 | 0 | 0
| 2027-03-03 | 278.88 | 75.35 | 87.85 | 95 | 20.69 | 0 | 278.88 | 0 | 0
| 2027-03-04 | 262.3 | 73.59 | 92.06 | 95 | 1.65 | 0 | 262.3 | 0 | 0
| 2027-03-05 | 248.39 | 76.64 | 84.95 | 91.66 | 0 | 4.85 | 253.24 | 0 | 0
| 2027-03-06 | 235.22 | 78.58 | 88.78 | 83.93 | 0 | 16.07 | 251.29 | 0 | 0
| 2027-03-07 | 244.01 | 78.86 | 95.83 | 84.52 | 0 | 15.2 | 259.21 | 0 | 0
| 2027-03-08 | 237.89 | 77.32 | 94.2 | 83.32 | 0 | 16.95 | 254.84 | 0 | 0
| 2027-03-09 | 224.9 | 79.88 | 97.03 | 75.82 | 0 | 27.83 | 252.73 | 0 | 0
| 2027-03-10 | 210.03 | 80.08 | 76.25 | 78.15 | 0 | 24.45 | 234.48 | 0 | 0
| 2027-03-11 | 207.26 | 80.7 | 75.22 | 77.19 | 0 | 25.85 | 233.11 | 0 | 0
| 2027-03-12 | 189.93 | 80.9 | 84.44 | 66.21 | 0 | 41.62 | 231.55 | 0 | 0
| 2027-03-13 | 186.09 | 80.04 | 79.76 | 66.95 | 0 | 40.66 | 226.75 | 0 | 0
| 2027-03-14 | 193.6 | 80.6 | 79.99 | 69.71 | 0 | 36.7 | 230.3 | 0 | 0
| 2027-03-15 | 196.77 | 81.88 | 83.66 | 68.98 | 0 | 37.76 | 234.53 | 0 | 0
| 2027-03-16 | 207.56 | 77.72 | 84.19 | 74.87 | 0 | 29.22 | 236.78 | 0 | 0
| 2027-03-17 | 219.25 | 77.24 | 74.67 | 83.72 | 0 | 16.38 | 235.63 | 0 | 0
| 2027-03-18 | 226.55 | 78.71 | 75.08 | 85.93 | 0 | 13.17 | 239.72 | 0 | 0
| 2027-03-19 | 208.1 | 77.42 | 63.44 | 83.67 | 0 | 16.43 | 224.53 | 0 | 0
| 2027-03-20 | 181.59 | 70.99 | 55.68 | 78.65 | 0 | 23.73 | 205.32 | 0 | 0
| 2027-03-21 | 171.67 | 69 | 60.8 | 73.32 | 0 | 31.46 | 203.13 | 0 | 0
| 2027-03-22 | 170.89 | 71.62 | 61.25 | 71.75 | 0 | 33.73 | 204.62 | 0 | 0
| 2027-03-23 | 153.48 | 72.7 | 65.46 | 58.42 | 0 | 43.1 | 196.58 | 0 | 0
| 2027-03-24 | 145.34 | 73.72 | 65.61 | 52.34 | 0 | 46.33 | 191.67 | 0 | 0
| 2027-03-25 | 142.35 | 77.22 | 68.36 | 45.36 | 0 | 48.59 | 190.94 | 0 | 0
| 2027-03-26 | 156.93 | 76.38 | 77.21 | 50.32 | 0 | 46.98 | 203.91 | 0 | 0
| 2027-03-27 | 148.56 | 67.51 | 78.39 | 49.81 | 0 | 47.15 | 195.71 | 0 | 0
| 2027-03-28 | 151.73 | 62.85 | 76.77 | 56.83 | 0 | 44.71 | 196.44 | 0 | 0
| 2027-03-29 | 160.24 | 67.71 | 78.49 | 53.86 | 0 | 39.82 | 200.06 | 0 | 0
| 2027-03-30 | 172.72 | 66.09 | 82.72 | 45.03 | 0 | 21.12 | 193.84 | 0 | 0
| 2027-03-31 | 146.57 | 73.12 | 79.48 | 21.64 | 0 | 27.67 | 174.24 | 0 | 0
| Total winter supply |  | 13.417 | 16.1747 | 16.8055 | 2.1482 |  |  | 0.23614
| Average daily flow |  | 73.7198 | 88.8721 | 92.3377 | 11.8031 |  |  | 1.2975

## Scenario 3 fig 17 tab 15-16
Content Page | Gas Day | Demand | UKCS | Norway | Imports from continental Europe | LNG Import | GB Storage Withdrawal | Shortage | storage_inj | Storage w/d % | Figure 17
| 2027-02-21 | 282.86 | 73.88 | 74.46 | 0 | 95 | 39.51 | 0 | 0 | 100%
| 2027-02-22 | 309.51 | 74.12 | 92.98 | 0 | 95 | 47.41 | 0 | 0 | 100%
| 2027-02-23 | 293.77 | 72.09 | 82.78 | 0 | 95 | 43.9 | 0 | 0 | 100%
| 2027-02-24 | 291.47 | 72.61 | 80.18 | 0 | 95 | 43.68 | 0 | 0 | 100%
| 2027-02-25 | 300.03 | 74.42 | 90.21 | 0 | 95 | 40.4 | 0 | 0 | 100%
| 2027-02-26 | 373.53 | 78.12 | 105 | 0 | 130.39 | 60.02 | 0 | 0 | 100%
| 2027-02-27 | 381.33 | 77.56 | 105 | 0 | 137.8 | 60.96 | 0 | 0 | 100%
| 2027-02-28 | 417.43 | 78.67 | 105 | 0 | 150 | 83.75 | 0 | 0 | 100%
| 2027-03-01 | 433.05 | 78.01 | 106.43 | 0 | 150 | 98.62 | 0 | 0 | 100%
| 2027-03-02 | 378.62 | 76 | 105 | 0 | 145.73 | 51.89 | 0 | 0 | 96.04%
| 2027-03-03 | 332.14 | 75.35 | 105 | 0 | 116.2 | 35.59 | 0 | 0 | 70.26%
| 2027-03-04 | 310.49 | 73.59 | 105 | 0 | 113.29 | 18.61 | 0 | 0 | 60.44%
| 2027-03-05 | 290.75 | 76.64 | 102.84 | 0 | 95 | 16.28 | 0 | 0 | 58.16%
| 2027-03-06 | 272.4 | 78.58 | 93.06 | 0 | 95 | 5.76 | 0 | 0 | 52.92%
| 2027-03-07 | 271.46 | 78.86 | 96.2 | 0 | 95 | 1.4 | 0 | 0 | 52.92%
| MRS Opening Stock | 1039.08
| MRS Opening % | 64.45%
| MRS Closing Stock | 430.81
this uses Norway to preserve LNG
Table 15
|  | MRS Storage % Full |  | Opening Stocks |  | Volume used over period
|  | 64.45% |  | 1039.08 |  | 608.27
Table 16
|  |  | 15 day average (mcm/d) | Max (mcm/d) | Date
|  | Demand | 329.256 | 433.05 | 2027-03-01
|  | UK Continental Shelf | 75.9 | 78.86 | 2027-03-07
|  | Norway | 96.6093 | 106.43 | 2027-03-01
|  | LNG Import | 113.5607 | 150 | 2027-02-28
|  | GB Storage Withdrawal | 43.1853 | 98.62 | 2027-03-01
|  | Imports from continental Europe | 0 | 0 | 2027-02-21

## Sensitivities figure 18
Content Page | GasDay | Demand | UKCS | Norway | Imports from continental Europe | LNG Import | GB Storage Withdrawal | Shortage | storage_inj | Storage w/d % | Figure 18
| 2027-02-21 | 282.86 | 73.88 | 105 | 0 | 48.14 | 55.83 | 0 | 0 | 100%
| 2027-02-22 | 309.51 | 74.12 | 105 | 0 | 71.78 | 58.6 | 0 | 0 | 100%
| 2027-02-23 | 293.77 | 72.09 | 105 | 0 | 56.91 | 59.77 | 0 | 0 | 100%
| 2027-02-24 | 291.47 | 72.61 | 105 | 0 | 54.19 | 59.67 | 0 | 0 | 100%
| 2027-02-25 | 300.03 | 74.42 | 105 | 0 | 61.22 | 59.39 | 0 | 0 | 100%
| 2027-02-26 | 373.53 | 78.12 | 105 | 0 | 124.49 | 65.92 | 0 | 0 | 100%
| 2027-02-27 | 381.33 | 77.56 | 105 | 0 | 137.62 | 61.14 | 0 | 0 | 99.69%
| 2027-02-28 | 417.43 | 78.67 | 105.29 | 0 | 150 | 83.47 | 0 | 0 | 95.66%
| 2027-03-01 | 433.05 | 78.01 | 134 | 23.65 | 114.45 | 82.94 | 0 | 0 | 63.02%
| 2027-03-02 | 378.62 | 76 | 134 | 67.99 | 15 | 85.63 | 0 | 0 | 62.52%
| 2027-03-03 | 332.14 | 75.35 | 134 | 34.5 | 15 | 73.3 | 0 | 0 | 56.96%
| 2027-03-04 | 310.49 | 73.59 | 134 | 24.21 | 15 | 63.68 | 0 | 0 | 49.25%
| 2027-03-05 | 290.75 | 76.64 | 134 | 34.9 | 15 | 30.21 | 0 | 0 | 28.26%
| 2027-03-06 | 272.4 | 78.58 | 134 | 30.14 | 15 | 14.68 | 0 | 0 | 27.95%
| 2027-03-07 | 271.46 | 78.86 | 134 | 32.15 | 15 | 11.45 | 0 | 0 | 23.09%
| MRS Opening Stock | 989.58
| MRS Opening % | 61.38% |  |  | 82
| MRS Closing Stock | 179.71 |  |  | 0.82915
|  | MRS Storage % Full |  | Opening Stocks |  | Volume used over period
|  | 61.38% |  | 989.58 |  | 809.87
|  |  | 15 day average (mcm/d) | Max (mcm/d) | Date
|  | Demand | 329.256 | 433.05 | 2027-03-01
|  | UK Continental Shelf | 75.9 | 78.86 | 2027-03-07
|  | Norway | 118.5527 | 134 | 2027-03-01
|  | LNG Import | 60.5867 | 150 | 2027-02-28
|  | GB Storage Withdrawal | 57.712 | 85.63 | 2027-03-02
|  | Imports from continental Europe | 16.5027 | 67.99 | 2027-03-02

## Sensitivities figure 19
Content Page | GasDay | Demand | UKCS | Norway | Imports from continental Europe | LNG Import | GB Storage Withdrawal | Shortage | storage_inj | Storage w/d %
| 2027-02-21 | 282.86 | 73.88 | 81.83 | 0 | 95 | 32.14 | 0 | 0 | 91.18% | Figure 19
| 2027-02-22 | 309.51 | 74.12 | 102.38 | 0 | 95 | 38.01 | 0 | 0 | 91.03%
| 2027-02-23 | 293.77 | 72.09 | 91.95 | 0 | 95 | 34.73 | 0 | 0 | 91.03%
| 2027-02-24 | 291.47 | 72.61 | 92.94 | 0 | 95 | 30.92 | 0 | 0 | 85.69%
| 2027-02-25 | 300.03 | 74.42 | 98.78 | 0 | 95 | 31.83 | 0 | 0 | 81.73%
| 2027-02-26 | 373.53 | 78.12 | 105 | 0 | 149.85 | 40.55 | 0 | 0 | 75.01%
| 2027-02-27 | 381.33 | 77.56 | 108.37 | 0 | 150 | 45.4 | 0 | 0 | 49%
| 2027-02-28 | 417.43 | 78.67 | 134 | 26.8 | 150 | 27.95 | 0 | 0 | 42.25%
| 2027-03-01 | 433.05 | 78.01 | 134 | 45.72 | 150 | 25.33 | 0 | 0 | 19.84%
| 2027-03-02 | 378.62 | 76 | 134 | 6.22 | 150 | 12.4 | 0 | 0 | 19.68%
| 2027-03-03 | 332.14 | 75.35 | 114.34 | -15 | 150 | 7.45 | 0 | 0 | 14.91%
| 2027-03-04 | 310.49 | 73.59 | 105 | -15 | 144.87 | 2.03 | 0 | 0 | 14.83%
| 2027-03-05 | 290.75 | 76.64 | 105 | -15 | 122.22 | 1.89 | 0 | 0 | 14.83%
| 2027-03-06 | 272.4 | 78.58 | 105 | -15 | 102.83 | 1 | 0 | 0 | 14.76%
| 2027-03-07 | 271.46 | 78.86 | 105 | -15 | 101.94 | 0.67 | 0 | 0 | 14.76%
| MRS Opening Stock | 401.56
| MRS Opening % | 24.91%
| MRS Closing Stock | 101.41
Cont
|  |  |  | 58 | 78.83%
|  |  |  | 82 | 55.76%
|  | MRS Storage % Full |  | Opening Stocks |  | Volume used over period
|  | 24.91% |  | 401.56 |  | 300.15
|  |  | 15 day average (mcm/d) | Max (mcm/d) | Date
|  | Demand | 329.256 | 433.05 | 2027-03-01
|  | UK Continental Shelf | 75.9 | 78.86 | 2027-03-07
|  | Norway | 107.8393 | 134 | 2027-02-28
|  | LNG Import | 123.114 | 150 | 2027-02-27
|  | GB Storage Withdrawal | 22.1533 | 45.4 | 2027-02-27
|  | Imports from continental Europe | 0.24933 | 45.72 | 2027-03-01

## Alt Supply cap fig 4 & tab 4
Content Page | Table 4 |  |  |  | Figure 4 | UK Continental Shelf | Biomethane | Norway | LNG Import | EU Import | GB Storage | Supply Capability
| Option B: without interconnector |  |  |  |  | 85.54 | 2 | 133.65 | 173.9727 | 58.3441 | 113.3 | 566.8068
Supply maximum
| mcm/d | 2025/26 | 2026/27 | %Change
| UK Continental shelf | 85 | 85.54 | 0.6353%
| Biomethane | 0 | 2 | 0%
| Norway | 135 | 133.65 | -1%
| LNG import | 149.9727 | 173.9727 | 16%
| Imports from continental Europe | 83 | 58.3441 | -29.71%
| GB storage withdrawal | 112 | 113.3 | 1.161%
| Total | 564.9727 | 566.8068 | 0.3246%
Supply Capability
| Gwh/d | 2025/26 | 2026/27
| UK Continental Shelf | 935 | 940.94
| Biomethane |  | 22
| Norway | 1485 | 1470.15
| LNG import | 1649.7 | 1913.7
| Imports from continental Europe | 913 | 641.7848
| GB storage withdrawal | 1232 | 1246.3
| Total | 6214.7 | 6234.8748

## Altsupply margins tab 5 & fig 5
Content Page
Margine Option A: With interconnector
Figure 5
Table 5
|  |  | mcm/d | 2025/26 | 2026/27
|  |  | 1-in-20 peak demand | 481.8812 | 492.5086
|  |  | 1-in-20 non storage supply | 452.9727 | 453.5068
|  |  | 1-in-20 storage supply | 112 | 113.3
|  |  | 1-in-20 total supply | 564.9727 | 566.8068
|  |  | 1-in-20 margin | 83.0916 | 74.2982
Peak demand |  |  | N-1 supply loss | 72.3636 | 81.3636
Non-daily metered (NDM) | 315.3424 |  | N-1 margin | 10.7279 | -7.0654
Daily metered (DM) and Industrial | 31.54
Gas demand for electricity generation | 104.9647
Exports to Ireland | 39.4182 |  | mcm/d | 2025/26 | 2026/27
Total Demand | 492.5086 |  | 1-in-20 peak demand | 5300.6929 | 5417.5947
|  |  | 1-in-20 non storage supply | 4982.7 | 4988.5748
Peak supply |  |  | 1-in-20 storage supply | 1232 | 1246.3
| Total supply | Supply minus largest loss | 1-in-20 total supply | 6214.7 | 6234.8748
UK Continental shelf | 85.54 | 85.54 | 1-in-20 margin | 914.0071 | 817.2801
Biomethane | 2 | 2
Norway | 133.65 | 133.65
LNG import | 173.9727 | 92.6091
Imports from continental Europe | 58.3441 | 58.3441
GB storage withdrawal | 113.3 | 113.3
Total | 566.8068 | 485.4432 |  |  |  | Peak demand | Peak supply |  | Peak demand
[6 empty] | Peak demand | Peak supply | Peak supply - largest loss | 1-in-20 peak demand
[6 empty] | 1-in-20 peak demand |  |  | 492.5086
[6 empty] | 1-in-20 non storage supply | 453.5068 | 372.1432
[6 empty] | 1-in-20 storage supply | 113.3 | 113.3
[7 empty] | 566.8068 | 485.4432
0

## Alt Sensitivities figure 18
Content Page | GasDay | Demand | UKCS | Norway | Imports from continental Europe | LNG Import | GB Storage Withdrawal | Shortage | storage_inj | Storage w/d % | Figure 18
| 2027-02-21 | 282.86 | 73.88 | 105 | 0 | 48.14 | 55.83 | 0 | 0 | 100%
| 2027-02-22 | 309.51 | 74.12 | 105 | 0 | 71.78 | 58.6 | 0 | 0 | 100%
| 2027-02-23 | 293.77 | 72.09 | 105 | 0 | 56.91 | 59.77 | 0 | 0 | 100%
| 2027-02-24 | 291.47 | 72.61 | 105 | 0 | 54.19 | 59.67 | 0 | 0 | 100%
| 2027-02-25 | 300.03 | 74.42 | 105 | 0 | 61.22 | 59.39 | 0 | 0 | 100%
| 2027-02-26 | 373.53 | 78.12 | 105 | 0 | 124.49 | 65.92 | 0 | 0 | 100%
| 2027-02-27 | 381.33 | 77.56 | 105 | 0 | 137.62 | 61.14 | 0 | 0 | 99.69%
| 2027-02-28 | 417.43 | 78.67 | 105.29 | 0 | 150 | 83.47 | 0 | 0 | 95.66%
| 2027-03-01 | 433.05 | 78.01 | 134 | 23.65 | 114.45 | 82.94 | 0 | 0 | 63.02%
| 2027-03-02 | 378.62 | 76 | 134 | 58 | 24.99 | 85.63 | 0 | 0 | 62.52%
| 2027-03-03 | 332.14 | 75.35 | 134 | 34.5 | 15 | 73.3 | 0 | 0 | 56.96%
| 2027-03-04 | 310.49 | 73.59 | 134 | 24.21 | 15 | 63.68 | 0 | 0 | 49.25%
| 2027-03-05 | 290.75 | 76.64 | 134 | 34.9 | 15 | 30.21 | 0 | 0 | 28.26%
| 2027-03-06 | 272.4 | 78.58 | 134 | 30.14 | 15 | 14.68 | 0 | 0 | 27.95%
| 2027-03-07 | 271.46 | 78.86 | 134 | 32.15 | 15 | 11.45 | 0 | 0 | 23.09%
| MRS Opening Stock | 989.58
| MRS Opening % | 61.38%
| MRS Closing Stock | 179.71
|  | MRS Storage % Full |  | Opening Stocks |  | Volume used over period
|  | 61.38% |  | 989.58 |  | 809.87 |  |  |  |  | this uses Norway to preserve LNG
|  |  | 15 day average (mcm/d) | Max (mcm/d) | Date
|  | Demand | 329.256 | 433.05 | 2027-03-01
|  | UK Continental Shelf | 75.9 | 78.86 | 2027-03-07
|  | Norway | 118.5527 | 134 | 2027-03-01
|  | LNG Import | 61.2527 | 150 | 2027-02-28
|  | GB Storage Withdrawal | 57.712 | 85.63 | 2027-03-02
|  | Imports from continental Europe | 15.8367 | 58 | 2027-03-02

## Alt Sensitivities figure 19
Content Page | GasDay | Demand | UKCS | Norway | Imports from continental Europe | LNG Import | GB Storage Withdrawal | Shortage | storage_inj | Storage w/d %
| 2027-02-21 | 282.86 | 73.88 | 81.83 | 0 | 95 | 32.14 | 0 | 0 | 91.18% | Figure 19
| 2027-02-22 | 309.51 | 74.12 | 102.38 | 0 | 95 | 38.01 | 0 | 0 | 91.03%
| 2027-02-23 | 293.77 | 72.09 | 91.95 | 0 | 95 | 34.73 | 0 | 0 | 91.03%
| 2027-02-24 | 291.47 | 72.61 | 92.94 | 0 | 95 | 30.92 | 0 | 0 | 85.69%
| 2027-02-25 | 300.03 | 74.42 | 98.78 | 0 | 95 | 31.83 | 0 | 0 | 81.73%
| 2027-02-26 | 373.53 | 78.12 | 105 | 0 | 149.85 | 40.55 | 0 | 0 | 75.01%
| 2027-02-27 | 381.33 | 77.56 | 108.37 | 0 | 150 | 45.4 | 0 | 0 | 49%
| 2027-02-28 | 417.43 | 78.67 | 134 | 26.8 | 150 | 27.95 | 0 | 0 | 42.25%
| 2027-03-01 | 433.05 | 78.01 | 134 | 45.72 | 150 | 25.33 | 0 | 0 | 19.84%
| 2027-03-02 | 378.62 | 76 | 134 | 6.22 | 150 | 12.4 | 0 | 0 | 19.68%
| 2027-03-03 | 332.14 | 75.35 | 114.34 | -15 | 150 | 7.45 | 0 | 0 | 14.91%
| 2027-03-04 | 310.49 | 73.59 | 105 | -15 | 144.87 | 2.03 | 0 | 0 | 14.83%
| 2027-03-05 | 290.75 | 76.64 | 105 | -15 | 122.22 | 1.89 | 0 | 0 | 14.83%
| 2027-03-06 | 272.4 | 78.58 | 105 | -15 | 102.83 | 1 | 0 | 0 | 14.76%
| 2027-03-07 | 271.46 | 78.86 | 105 | -15 | 101.94 | 0.67 | 0 | 0 | 14.76%
| MRS Opening Stock | 401.56
| MRS Opening % | 24.91%
| MRS Closing Stock | 101.41
Cont
|  |  |  | 58 | 78.83%
|  |  |  | 82 | 55.76%
|  | MRS Storage % Full |  | Opening Stocks |  | Volume used over period
|  | 24.91% |  | 401.56 |  | 300.15
|  |  | 15 day average (mcm/d) | Max (mcm/d) | Date
|  | Demand | 329.256 | 433.05 | 2027-03-01
|  | UK Continental Shelf | 75.9 | 78.86 | 2027-03-07
|  | Norway | 107.8393 | 134 | 2027-02-28
|  | LNG Import | 123.114 | 150 | 2027-02-27
|  | GB Storage Withdrawal | 22.1533 | 45.4 | 2027-02-27
|  | Imports from continental Europe | 0.24933 | 45.72 | 2027-03-01